## Read Me
WCSA Price List 2025/26 — Editable Workbook
Sheets
• Price List — one continuous table of every WCSA line item.
• Assumptions — edit the Discount divisor and VAT rate here; Nett and My Cost recalc everywhere.
Columns
• Category — WCSA section heading (e.g. FILTER CARTRIDGES, VALVES, INDUSTRIAL).
• Sub-section — sub-group within the category (e.g. MELT BLOWN, CARBON BLOCK FILTERS).
• Code — WCSA SKU code.
• Product — description.
• Qty — bulk quantity where applicable.
• Unit — Single / Box / PCS etc.
• Override Divisor — per-SKU deviation from the blanket ÷2 rule. Leave blank to use Assumptions!C4.
Examples: enter 1.67 for ~40% off · 2.50 for 60% off · 1.25 for 20% off.
Use on Katalox Lite, PVDF UF, dosing pump lines or anywhere WCSA gives you a special deal.
• Nett ex VAT — FORMULA = Price-ZAR ÷ (Override Divisor if set, else Discount divisor).
• My Cost incl — FORMULA = Nett ex VAT × (1 + VAT rate) (15% VAT by default).
• Price-ZAR — original WCSA retail price (incl 15% VAT) as published.
• WCSA Page — page number in the original WCSA PDF, for cross-reference.
Tips
• Click any column header arrow to filter or sort.
• Use Ctrl+F to search for a code or description.
• To change the GLOBAL discount rate, edit Assumptions!C4 (e.g. 2 = 50% off, 1.67 ≈ 40% off).
• To OVERRIDE a single SKU, type a number into its Override Divisor cell. Delete it to revert to global.
• To change the VAT rate, edit Assumptions!C5.
• Yellow cells with BLUE text = inputs (editable). Yellow cells with black text = derived.
Source
• WCSA Price List 2025/26 (Water Components South Africa). Original retail pricing preserved.

## Price List
Category | Sub-section | Code | Product | Qty | Unit | Override Divisor | Nett ex VAT | My Cost incl | Price-ZAR | WCSA Page
FILTER CARTRIDGES | MELT BLOWN | APP10-0.5 | 10” Melt blown filter 0.5 micron | Single | 0 |  | 25.75 | 29.6125 | 51.5 | 6
FILTER CARTRIDGES | MELT BLOWN | APP10-0.5 | 10” Melt blown filter 0.5 micron | Box | 50 |  | 19.8 | 22.77 | 39.6 | 6
FILTER CARTRIDGES | MELT BLOWN | APP10-(micron size) | 10” Melt blown filter 1-100 micron (EG APP10-5) | Single |  |  | 21.55 | 24.7825 | 43.1 | 6
FILTER CARTRIDGES | MELT BLOWN | APP10-(micron size) | 10” Melt blown filter 1-100 micron (EG APP10-5) | Box | 50 |  | 16.6 | 19.09 | 33.2 | 6
FILTER CARTRIDGES | MELT BLOWN | APP20-0.5 | 20” Melt blown filter 0.5 micron | Single |  |  | 49.6 | 57.04 | 99.2 | 6
FILTER CARTRIDGES | MELT BLOWN | APP20-0.5 | 20” Melt blown filter 0.5 micron | Box | 25 |  | 39 | 44.85 | 78 | 6
FILTER CARTRIDGES | MELT BLOWN | APP20-(micron size) | 20” Melt blown filter 1-100 micron (EG APP20-20) | Single |  |  | 43 | 49.45 | 86 | 6
FILTER CARTRIDGES | MELT BLOWN | APP20-(micron size) | 20” Melt blown filter 1-100 micron (EG APP20-20) | Box | 25 |  | 33 | 37.95 | 66 | 6
FILTER CARTRIDGES | MELT BLOWN | APP30-(micron size) | 30” Melt blown filter 1-100 micron (EG APP30-5) | Single |  |  | 64.5 | 74.175 | 129 | 6
FILTER CARTRIDGES | MELT BLOWN | APP30-(micron size) | 30” Melt blown filter 1-100 micron (EG APP30-5) | Box | 25 |  | 49.6 | 57.04 | 99.2 | 6
FILTER CARTRIDGES | MELT BLOWN | APP40-(micron size) | 40” Melt blown filter 1-100 micron (EG APP40-5) | Single |  |  | 85.95 | 98.8425 | 171.9 | 6
FILTER CARTRIDGES | MELT BLOWN | APP40-(micron size) | 40” Melt blown filter 1-100 micron (EG APP40-5) | Box | 25 |  | 66.2 | 76.13 | 132.4 | 6
FILTER CARTRIDGES | BIG BLUE MELT BLOWN | APPBB10-(micron size) | 10” BB Melt blown filter 1-100 micron (EG APPBB10-5) | Single |  |  | 97 | 111.55 | 194 | 6
FILTER CARTRIDGES | BIG BLUE MELT BLOWN | APPBB10-(micron size) | 10” BB Melt blown filter 1-100 micron (EG APPBB10-5) | Box | 18 |  | 78.3 | 90.045 | 156.6 | 6
FILTER CARTRIDGES | BIG BLUE MELT BLOWN | APPBB20-(micron size) | 20” BB Melt blown filter (EG APPBB20-5) | Single |  |  | 164.2 | 188.83 | 328.4 | 6
FILTER CARTRIDGES | BIG BLUE MELT BLOWN | APPBB20-(micron size) | 20” BB Melt blown filter (EG APPBB20-5) | Box | 9 |  | 152 | 174.8 | 304 | 6
FILTER CARTRIDGES | STRING WOUND FILTER | ASW10-(micron size) | 10” String wound filter 1-100 micron (EG ASW10-1) | Single |  |  | 36.2 | 41.63 | 72.4 | 7
FILTER CARTRIDGES | STRING WOUND FILTER | ASW10-(micron size) | 10” String wound filter 1-100 micron (EG ASW10-1) | Box | 50 |  | 27.8 | 31.97 | 55.6 | 7
FILTER CARTRIDGES | STRING WOUND FILTER | ASW20-(micron size) | 20” String wound filter 1-100 micron (EG ASW20-5) | Single |  |  | 69.8 | 80.27 | 139.6 | 7
FILTER CARTRIDGES | STRING WOUND FILTER | ASW20-(micron size) | 20” String wound filter 1-100 micron (EG ASW20-5) | Box | 25 |  | 53.7 | 61.755 | 107.4 | 7
FILTER CARTRIDGES | STRING WOUND FILTER | ASW30-(micron size) | 30” String wound filter 1-100 micron (EG ASW30-5) | Single |  |  | 88 | 101.2 | 176 | 7
FILTER CARTRIDGES | STRING WOUND FILTER | ASW30-(micron size) | 30” String wound filter 1-100 micron (EG ASW30-5) | Box | 25 |  | 78 | 89.7 | 156 | 7
FILTER CARTRIDGES | BIG BLUE STRING WOUND FILTER | ASWBB10-(micron size) | 10” BB string wound (EG ASWBB10-1) | Single |  |  | 113.5 | 130.525 | 227 | 7
FILTER CARTRIDGES | BIG BLUE STRING WOUND FILTER | ASWBB10-(micron size) | 10” BB string wound (EG ASWBB10-1) | Box | 18 |  | 105.1 | 120.865 | 210.2 | 7
FILTER CARTRIDGES | BIG BLUE STRING WOUND FILTER | ASWBB20-(micron size) | 20” BB string wound (EG ASWBB20-1) | Single |  |  | 225.1 | 258.865 | 450.2 | 7
FILTER CARTRIDGES | BIG BLUE STRING WOUND FILTER | ASWBB20-(micron size) | 20” BB string wound (EG ASWBB20-1) | Box | 9 |  | 204.6 | 235.29 | 409.2 | 7
FILTER CARTRIDGES | PLEATED FILTERS | AHF10-(micron size) | 10” Pleated filter 1-50 micron (EG AHF10-1) | Single |  |  | 48.7 | 56.005 | 97.4 | 8
FILTER CARTRIDGES | PLEATED FILTERS | AHF10-(micron size) | 10” Pleated filter 1-50 micron (EG AHF10-1) | Box | 50 |  | 40.6 | 46.69 | 81.2 | 8
FILTER CARTRIDGES | PLEATED FILTERS | AHF20-(micron size) | 20” Pleated filter 1-50 micron (EG AHF20-50) | Single |  |  | 98.6 | 113.39 | 197.2 | 8
FILTER CARTRIDGES | PLEATED FILTERS | AHF20-(micron size) | 20” Pleated filter 1-50 micron (EG AHF20-50) | Box | 25 |  | 82.2 | 94.53 | 164.4 | 8
FILTER CARTRIDGES | BIG BLUE PLEATED FILTERS | AHFBB10-(micron size) | 10” BB pleated filter 1-50 micron (EG AHFBB10-10) | Single |  |  | 147.6 | 169.74 | 295.2 | 8
FILTER CARTRIDGES | BIG BLUE PLEATED FILTERS | AHFBB10-(micron size) | 10” BB pleated filter 1-50 micron (EG AHFBB10-10) | Box | 18 |  | 134.2 | 154.33 | 268.4 | 8
FILTER CARTRIDGES | BIG BLUE PLEATED FILTERS | AHFBB20-(micron size) | 20” BB pleated filter 1-50 micron (EG AHFBB20-20) | Single |  |  | 223.3 | 256.795 | 446.6 | 8
FILTER CARTRIDGES | BIG BLUE PLEATED FILTERS | AHFBB20-(micron size) | 20” BB pleated filter 1-50 micron (EG AHFBB20-20) | Box | 9 |  | 203 | 233.45 | 406 | 8
FILTER CARTRIDGES | ECO MELTBLOWN FILTERS | EPP10-(micron size) | 10” Meltblown filter 1-50 micron | Single |  |  | 11.66 | 13.409 | 23.32 | 9
FILTER CARTRIDGES | ECO MELTBLOWN FILTERS | EPP10-(micron size) | 10” Meltblown filter 1-50 micron | Box | 50 |  | 10.8 | 12.42 | 21.6 | 9
FILTER CARTRIDGES | ECO MELTBLOWN FILTERS | EPP20-(micron size) | 20” Meltblown filter 1-50 micron | Single |  |  | 21.49 | 24.7135 | 42.98 | 9
FILTER CARTRIDGES | ECO MELTBLOWN FILTERS | EPP20-(micron size) | 20” Meltblown filter 1-50 micron | Box | 25 |  | 19.9 | 22.885 | 39.8 | 9
FILTER CARTRIDGES | ECO MELTBLOWN FILTERS | EPP40-(micron size) | 40” Meltblown filter 1-5 micron | Single |  |  | 52.82 | 60.743 | 105.64 | 9
FILTER CARTRIDGES | ECO MELTBLOWN FILTERS | EPP40-(micron size) | 40” Meltblown filter 1-5 micron | Box | 25 |  | 48.9 | 56.235 | 97.8 | 9
FILTER CARTRIDGES | ECO BIG BLUE MELT BLOWN | EPPBB10-(micron size) | 10” Meltblown filter 1-20 micron | Single |  |  | 54 | 62.1 | 108 | 9
FILTER CARTRIDGES | ECO BIG BLUE MELT BLOWN | EPPBB10-(micron size) | 10” Meltblown filter 1-20 micron | Box | 20 |  | 50 | 57.5 | 100 | 9
FILTER CARTRIDGES | ECO BIG BLUE MELT BLOWN | EPPBB20-(micron size) | 20” Meltblown filter 10-50 micron | Single |  |  | 97.2 | 111.78 | 194.4 | 9
FILTER CARTRIDGES | ECO BIG BLUE MELT BLOWN | EPPBB20-(micron size) | 20” Meltblown filter 10-50 micron | Box | 10 |  | 90 | 103.5 | 180 | 9
FILTER CARTRIDGES | ECO STRING WOUND FILTERS | ESWBB20-(micron size) | 20” String Wound filter 5-20 micron | Single |  |  | 189 | 217.35 | 378 | 9
FILTER CARTRIDGES | ECO STRING WOUND FILTERS | ESWBB20-(micron size) | 20” String Wound filter 5-20 micron | Box | 10 |  | 175 | 201.25 | 350 | 9
FILTER CARTRIDGES | DISK FILTERS | F25YDN | Disk filter 3/4”, 130 micron, BSP |  | PCS |  | 140 | 161 | 280 | 10
FILTER CARTRIDGES | DISK FILTERS | F32YDN | Disk filter 1” 130 micron, BSP |  | PCS |  | 160 | 184 | 320 | 10
FILTER CARTRIDGES | DISK FILTERS | F63TDC | Disk filter 2” 130 micron, BSP |  | PCS |  | 390 | 448.5 | 780 | 10
FILTER CARTRIDGES | DARLLY ANTIBACTERIAL FILTER CARTRIDGES | AB10-1 | Filter cartridge, meltblown, 10”slim, 1µ,antibacterial |  | Single |  | 88 | 101.2 | 176 | 11
FILTER CARTRIDGES | DARLLY ANTIBACTERIAL FILTER CARTRIDGES | AB10-1 | Filter cartridge, meltblown, 10”slim, 1µ,antibacterial |  | Box |  | 78 | 89.7 | 156 | 11
FILTER CARTRIDGES | DARLLY ANTIBACTERIAL FILTER CARTRIDGES | ABBB20-1 | Filter cartridge, meltblown, 20” BB, 1µ,antibacterial |  | Single |  | 440 | 506 | 880 | 11
FILTER CARTRIDGES | DARLLY ANTIBACTERIAL FILTER CARTRIDGES | ABBB20-1 | Filter cartridge, meltblown, 20” BB, 1µ,antibacterial |  | Box |  | 352 | 404.8 | 704 | 11
FILTER CARTRIDGES | WASHABLE MESH FILTERS | MN10-100 | 10" Washable nylon 100 mesh filter | Single | PCS |  | 66 | 75.9 | 132 | 12
FILTER CARTRIDGES | GRANULAR ACTIVATED CARBON FILTERS | GAC10 | 10" Slimline granular activated coconut shell carbon |  | PCS |  | 63 | 72.45 | 126 | 13
FILTER CARTRIDGES | GRANULAR ACTIVATED CARBON FILTERS | CRGAC10-D | 10" Sediment and GAC cartridge |  | PCS |  | 56.9 | 65.435 | 113.8 | 13
FILTER CARTRIDGES | GRANULAR ACTIVATED CARBON FILTERS | GAC20 | 20" Slimline granular activated coconut shell carbon |  | PCS |  | 120 | 138 | 240 | 13
FILTER CARTRIDGES | GRANULAR ACTIVATED CARBON FILTERS | GACBB10 | 10" BB granular activated carbon |  | PCS |  | 196 | 225.4 | 392 | 13
FILTER CARTRIDGES | GRANULAR ACTIVATED CARBON FILTERS | GACBB20 | 20" BB granular activated carbon |  | PCS |  | 391 | 449.65 | 782 | 13
FILTER CARTRIDGES | CARBON BLOCK FILTERS | CB500-10-5 | Carbon block slimline 10" eco range 500mg/g |  | PCS |  | 33.5 | 38.525 | 67 | 14
FILTER CARTRIDGES | CARBON BLOCK FILTERS | CB500-20-5 | Carbon block slimline 20" eco range 500mg/g |  | PCS |  | 66.9 | 76.935 | 133.8 | 14
FILTER CARTRIDGES | CARBON BLOCK FILTERS | CBBB500-10-5 | Carbon block big blue 10" eco range 500mg/g |  | PCS |  | 126 | 144.9 | 252 | 14
FILTER CARTRIDGES | CARBON BLOCK FILTERS | CBBB500-20-5 | Carbon block Big blue 20" eco range 500mg/g |  | PCS |  | 249.6 | 287.04 | 499.2 | 14
FILTER CARTRIDGES | CARBON BLOCK FILTERS | CB800-10-5 | Carbon block slimline 10" classic range 800mg/g |  | PCS |  | 39 | 44.85 | 78 | 14
FILTER CARTRIDGES | CARBON BLOCK FILTERS | CB800-20-5 | Carbon block slimline 20" classic range 800mg/g |  | PCS |  | 79 | 90.85 | 158 | 14
FILTER CARTRIDGES | CARBON BLOCK FILTERS | CB800-30-5 | Carbon block slimline 30" classic range 800mg/g |  | PCS |  | 136.45 | 156.9175 | 272.9 | 14
FILTER CARTRIDGES | CARBON BLOCK FILTERS | CBBB800-10-5 | Carbon block big blue 10" classic range 800mg/g |  | PCS |  | 142 | 163.3 | 284 | 14
FILTER CARTRIDGES | CARBON BLOCK FILTERS | CBBB800-20-5 | Carbon block big blue 20" classic range 800mg/g |  | PCS |  | 285 | 327.75 | 570 | 14
FILTER CARTRIDGES | CARBON BLOCK FILTERS | CB1000-10-5 | Carbon block slimline 10" premium range 1000mg/g |  | PCS |  | 67 | 77.05 | 134 | 14
FILTER CARTRIDGES | CARBON BLOCK FILTERS | CB1000-20-5 | Carbon block slimline 20" premium range 1000mg/g |  | PCS |  | 132 | 151.8 | 264 | 14
FILTER CARTRIDGES | CARBON BLOCK FILTERS | CBBB1000-10-5 | Carbon block big blue 10" premium range 1000mg/g |  | PCS |  | 219 | 251.85 | 438 | 14
FILTER CARTRIDGES | CARBON BLOCK FILTERS | CBBB1000-20-5 | Carbon block big blue 20" premium range 1000mg/g |  | PCS |  | 440 | 506 | 880 | 14
FILTER CARTRIDGES | CARBON BLOCK FILTERS | 3_1227 | Nano Silver 10” slimline carbon block |  | PCS |  | 195 | 224.25 | 390 | 14
FILTER CARTRIDGES | CARBON BLOCK FILTERS | 3_1228 | Nano Silver 20” slimline carbon block |  | PCS |  | 337 | 387.55 | 674 | 14
FILTER CARTRIDGES | CARBON BLOCK FILTERS | 3_1230 | Nano Silver 20” big blue carbon block |  | PCS |  | 710 | 816.5 | 1420 | 14
FILTER CARTRIDGES | CARBON BLOCK FILTERS | PCC | Post carbon for RO units |  | PCS |  | 54 | 62.1 | 108 | 15
FILTER CARTRIDGES | CARBON BLOCK FILTERS | NPCC | Nanosilver post carbon cartridge |  | PCS |  | 199 | 228.85 | 398 | 15
FILTER CARTRIDGES | KLORMAN INLINE FEEDER & CARTRIDGES | YKMCHL001 | Klorman chlorine Inline feeder |  | PCS |  | 1446 | 1662.9 | 2892 | 17
FILTER CARTRIDGES | KLORMAN INLINE FEEDER & CARTRIDGES | YKMBAJ001 | Klorman rep cartridge (4) for inline feeder |  | PCS |  | 1134 | 1304.1 | 2268 | 17
FILTER CARTRIDGES | KLORMAN INLINE FEEDER & CARTRIDGES | YKMBAJ002 | Klorman rep cartridge (16) for inline feeder |  | PCS |  | 3072 | 3532.8 | 6144 | 17
FILTER CARTRIDGES | REFILLABLE FILTER CARTRIDGES | RFC-T33-C | Refillable clear T33 housing 1/4 ports |  | PCS |  | 69 | 79.35 | 138 | 18
FILTER CARTRIDGES | REFILLABLE FILTER CARTRIDGES | RFC10C | Post membrane refillable cartridge |  | PCS |  | 69 | 79.35 | 138 | 18
FILTER CARTRIDGES | REFILLABLE FILTER CARTRIDGES | RFC10W | Refillable 10" cartridge |  | PCS |  | 57 | 65.55 | 114 | 18
FILTER CARTRIDGES | REFILLABLE FILTER CARTRIDGES | RFC20W | Refillable 20" cartridge |  | PCS |  | 114 | 131.1 | 228 | 18
FILTER CARTRIDGES | REFILLABLE FILTER CARTRIDGES | BBRFC10W | Big blue refillable 10" cartridge |  | PCS |  | 150 | 172.5 | 300 | 18
FILTER CARTRIDGES | REFILLABLE FILTER CARTRIDGES | BBRFC20W | Big blue refillable 20" cartridge |  | PCS |  | 253.9 | 291.985 | 507.8 | 18
FILTER CARTRIDGES | GAC/KDF FILTER CARTRIDGES | GAC/KDF 10" | 10" Slimline GAC/KDF filter cartridge |  | PCS |  | 242 | 278.3 | 484 | 19
FILTER CARTRIDGES | GAC/KDF FILTER CARTRIDGES | GAC/KDF 20 | 20" Slimline GAC/KDF filter cartridge |  | PCS |  | 483 | 555.45 | 966 | 19
FILTER CARTRIDGES | GAC/KDF FILTER CARTRIDGES | GAC/KDF 10"BB | 10" BB GAC/KDF filter cartridge |  | PCS |  | 577 | 663.55 | 1154 | 19
FILTER CARTRIDGES | GAC/KDF FILTER CARTRIDGES | GAC/KDF 20"BB | 20"BB GAC/KDF filter cartridge |  | PCS |  | 1207 | 1388.05 | 2414 | 19
SPECIALISED MEDIA FILTERS | GAC/KDF FILTER CARTRIDGES | DMN10" | 10" Slimline demin filter cartridge |  | PCS |  | 121 | 139.15 | 242 | 20
SPECIALISED MEDIA FILTERS | GAC/KDF FILTER CARTRIDGES | DMN20" | 20" Slimline demin filter cartridge |  | PCS |  | 238.2 | 273.93 | 476.4 | 20
SPECIALISED MEDIA FILTERS | GAC/KDF FILTER CARTRIDGES | DMNBB10" | 10" BB demin filter cartridge |  | PCS |  | 261.4 | 300.61 | 522.8 | 20
SPECIALISED MEDIA FILTERS | GAC/KDF FILTER CARTRIDGES | DMNBB20" | 20" BB demin filter cartridge |  | PCS |  | 751.4 | 864.11 | 1502.8 | 20
DARLLY FILTER CARTRIDGES | SILIPHOS MIX FILTER CARTRIDGES | SPM10" | 10" Slimline scale prevention filter cartridge |  | PCS |  | 188 | 216.2 | 376 | 21
DARLLY FILTER CARTRIDGES | SILIPHOS MIX FILTER CARTRIDGES | SPM20" | 20" Slimline scale prevention filter cartridge |  | PCS |  | 410 | 471.5 | 820 | 21
DARLLY FILTER CARTRIDGES | SILIPHOS MIX FILTER CARTRIDGES | SPMBB10" | 10" BB scale prevention filter cartridge |  | PCS |  | 458 | 526.7 | 916 | 21
DARLLY FILTER CARTRIDGES | SILIPHOS MIX FILTER CARTRIDGES | SPMBB20" | 20" BB scale prevention filter cartridge |  | PCS |  | 841 | 967.15 | 1682 | 21
DARLLY FILTER CARTRIDGES | COLOUR REMOVAL RESIN FILTER CARTRIDGES | TAN10" | 10" Slimline tannin removal filter cartridge |  | PCS |  | 198 | 227.7 | 396 | 22
DARLLY FILTER CARTRIDGES | COLOUR REMOVAL RESIN FILTER CARTRIDGES | TAN20" | 20" Slimline tannin removal filter cartridge |  | PCS |  | 397 | 456.55 | 794 | 22
DARLLY FILTER CARTRIDGES | COLOUR REMOVAL RESIN FILTER CARTRIDGES | TANBB10" | 10" BB tannin removal filter cartridge |  | PCS |  | 347 | 399.05 | 694 | 22
DARLLY FILTER CARTRIDGES | COLOUR REMOVAL RESIN FILTER CARTRIDGES | TANBB20" | 20" BB tannin removal filter cartridge |  | PCS |  | 759 | 872.85 | 1518 | 22
DARLLY FILTER CARTRIDGES | PH CORRECTION FILTER CARTRIDGES | RMN10" | 10" Slimline remineralising & pH adjustment filter cartridge |  | PCS |  | 99 | 113.85 | 198 | 23
DARLLY FILTER CARTRIDGES | PH CORRECTION FILTER CARTRIDGES | RMN20" | 20" Slimline remineralising & pH adjustment filter cartridge |  | PCS |  | 198 | 227.7 | 396 | 23
DARLLY FILTER CARTRIDGES | PH CORRECTION FILTER CARTRIDGES | RMNBB10" | 10" BB remineralising & pH adjustment filter cartridge |  | PCS |  | 205 | 235.75 | 410 | 23
DARLLY FILTER CARTRIDGES | PH CORRECTION FILTER CARTRIDGES | RMNBB20" | 20" BB remineralising & pH adjustment filter cartridge |  | PCS |  | 449 | 516.35 | 898 | 23
DOMESTIC ULTRA FILTERS | ULTRA FILTERS | UF-180P | Ultra filter to fit 10" housing |  | PCS |  | 172 | 197.8 | 344 | 24
DOMESTIC ULTRA FILTERS | ULTRA FILTERS | UF-350P | Ultra filter to fit 20" housing |  | PCS |  | 262 | 301.3 | 524 | 24
DOMESTIC ULTRA FILTERS | ULTRA FILTERS | UF-120RK-T11QC | Ultra filter with quick connect fitting |  | PCS |  | 182 | 209.3 | 364 | 24
FILTER HOUSINGS | 10” HOUSINGS | FHC1014D | 10" Clear 1/4" port DBL O-ring |  | PCS |  | 145 | 166.75 | 290 | 25
FILTER HOUSINGS | 10” HOUSINGS | FHW1014D | 10" White 1/4" port DBL O-ring |  | PCS |  | 145 | 166.75 | 290 | 25
FILTER HOUSINGS | 10” HOUSINGS | FHB1012D | 10" Blue 1/2" port DBL O-ring |  | PCS |  | 149 | 171.35 | 298 | 25
FILTER HOUSINGS | 10” HOUSINGS | FHB1034D | 10" Blue 3/4" port DBL O-ring |  | PCS |  | 149 | 171.35 | 298 | 25
FILTER HOUSINGS | 10” HOUSINGS | FHC1034D | 10" Clear 3/4" port DBL O-ring |  | PCS |  | 149 | 171.35 | 298 | 25
FILTER HOUSINGS | 10” HOUSINGS | FFH10" | Spare O-ring for 10" housings |  | PCS |  | 21 | 24.15 | 42 | 25
FILTER HOUSINGS | 20” HOUSINGS | FHW2034D | 20" White 3/4" port DBL O-ring |  | PCS |  | 315 | 362.25 | 630 | 26
FILTER HOUSINGS | 20” HOUSINGS | FHB2034D | 20" Blue 3/4 port DBL O-ring |  | PCS |  | 310 | 356.5 | 620 | 26
FILTER HOUSINGS | 20” HOUSINGS | FHC2034S | 20" Clear 3/4" port SNG O-ring |  | PCS |  | 390 | 448.5 | 780 | 26
FILTER HOUSINGS | 20” HOUSINGS | FFH20" | Spare O-ring for 20" housings |  | PCS |  | 28 | 32.2 | 56 | 26
FILTER HOUSINGS | BIG BLUE HOUSINGS | BBB101D | 10" Big blue 1" port DBL O-ring |  | PCS |  | 496 | 570.4 | 992 | 27
FILTER HOUSINGS | BIG BLUE HOUSINGS | BBB101D-1 | 10" Big blue 1 1/2 port DBL O-ring |  | PCS |  | 705 | 810.75 | 1410 | 27
FILTER HOUSINGS | BIG BLUE HOUSINGS | BBB201D | 20" Big blue 1" port DBL O-ring |  | PCS |  | 675 | 776.25 | 1350 | 27
FILTER HOUSINGS | BIG BLUE HOUSINGS | BBB201D-1 | 20" Big blue 1 1/2 port DBL O-ring |  | PCS |  | 741 | 852.15 | 1482 | 27
FILTER HOUSINGS | BIG BLUE HOUSINGS | BBBJ201D-1 1/2 | 20" BB Blue housing,1 1/2" port, including spanner |  | PCS |  | 741 | 852.15 | 1482 | 27
FILTER HOUSINGS | BIG BLUE HOUSINGS | EBBB201D | 20” Big blue 1" port DBL O-ring Eco Range |  | PCS |  | 460 | 529 | 920 | 27
FILTER HOUSINGS | BIG BLUE HOUSINGS | BBFH-O | Spare O-ring for Big Blue housings |  | PCS |  | 68 | 78.2 | 136 | 27
FILTER HOUSINGS | BIG BLUE HOUSINGS | BBEFH-O | Spare O-ring for Eco range Big Blue housing |  | PCS |  | 43.9 | 50.485 | 87.8 | 27
FILTER HOUSINGS | STAINLESS STEEL FILTER HOUSINGS | BN710 | 10", 304SS, 1" Ports, Bracket |  | PCS |  | 1994.2 | 2293.33 | 3988.4 | 28
FILTER HOUSINGS | STAINLESS STEEL FILTER HOUSINGS | BN720 | 20", 304SS, 1" Ports, Bracket |  | PCS |  | 2449.2 | 2816.58 | 4898.4 | 28
FILTER HOUSINGS | STAINLESS STEEL FILTER HOUSINGS | BB720 | 20", BB 304SS Housing 1" Ports, Bracket |  | PCS |  | 2549.3 | 2931.695 | 5098.6 | 28
FILTER HOUSINGS | STAINLESS STEEL FILTER HOUSINGS | BN730 | 30", 304SS, 1" Ports, Bracket |  | PCS |  | 2808 | 3229.2 | 5616 | 28
FILTER HOUSINGS | STAINLESS STEEL FILTER HOUSINGS | BN730-7 | Housing for code 7, 30" 304SS, Bracket |  | PCS |  | 3800 | 4370 | 7600 | 28
FILTER HOUSING BRACKETS | EPOXY COATED FILTER HOUSING BRACKETS & PLASTIC HOUSING CLIPS | ACP10-03 | Single plastic bracket for slimline housing |  | PCS |  | 49 | 56.35 | 98 | 29
FILTER HOUSING BRACKETS | EPOXY COATED FILTER HOUSING BRACKETS & PLASTIC HOUSING CLIPS | AC10-03 | Single epoxy coated bracket for slimline housing |  | PCS |  | 49 | 56.35 | 98 | 29
FILTER HOUSING BRACKETS | EPOXY COATED FILTER HOUSING BRACKETS & PLASTIC HOUSING CLIPS | AC10-05 | Double Epoxy coated for 20'' clear clear housing |  | PCS |  | 68 | 78.2 | 136 | 29
FILTER HOUSING BRACKETS | EPOXY COATED FILTER HOUSING BRACKETS & PLASTIC HOUSING CLIPS | AC10-05A10 | Double epoxy coated for slimline |  | PCS |  | 68 | 78.2 | 136 | 29
FILTER HOUSING BRACKETS | EPOXY COATED FILTER HOUSING BRACKETS & PLASTIC HOUSING CLIPS | AC10-09 | Triple epoxy coated for slimline for 1/2'' & 3/4'' housings |  | PCS |  | 96 | 110.4 | 192 | 29
FILTER HOUSING BRACKETS | EPOXY COATED FILTER HOUSING BRACKETS & PLASTIC HOUSING CLIPS | AC10-09-1 | Triple epoxy coated for slimline for 1/4'' housings |  | PCS |  | 98 | 112.7 | 196 | 29
FILTER HOUSING BRACKETS | EPOXY COATED FILTER HOUSING BRACKETS & PLASTIC HOUSING CLIPS | AC10-02 | Single Epoxy Coated for BB |  | PCS |  | 98 | 112.7 | 196 | 29
FILTER HOUSING BRACKETS | EPOXY COATED FILTER HOUSING BRACKETS & PLASTIC HOUSING CLIPS | AC10-07 | Double epoxy coated for big blue housing |  | PCS |  | 160 | 184 | 320 | 29
FILTER HOUSING BRACKETS | EPOXY COATED FILTER HOUSING BRACKETS & PLASTIC HOUSING CLIPS | AC10-08 | Triple epoxy coated for big blue housing |  | PCS |  | 230 | 264.5 | 460 | 29
FILTER HOUSING BRACKETS | EPOXY COATED FILTER HOUSING BRACKETS & PLASTIC HOUSING CLIPS | BBSS-01 | Big Blue wall bracket, single, stainless steel |  | PCS |  | 252 | 289.8 | 504 | 29
FILTER HOUSING BRACKETS | EPOXY COATED FILTER HOUSING BRACKETS & PLASTIC HOUSING CLIPS | BBSS-02 | Big Blue wall bracket, double, stainless steel |  | PCS |  | 357 | 410.55 | 714 | 29
FILTER HOUSING BRACKETS | EPOXY COATED FILTER HOUSING BRACKETS & PLASTIC HOUSING CLIPS | BBSS-03 | Big Blue wall bracket, triple, stainless steel |  | PCS |  | 541 | 622.15 | 1082 | 29
FILTER HOUSING BRACKETS | EPOXY COATED FILTER HOUSING BRACKETS & PLASTIC HOUSING CLIPS | AC10-14 | Floor standing bracket for 2 x BB housing |  | PCS |  | 590 | 678.5 | 1180 | 29
FILTER HOUSING BRACKETS | EPOXY COATED FILTER HOUSING BRACKETS & PLASTIC HOUSING CLIPS | AC10-15 | Floor standing bracket for 3 x BB housing |  | PCS |  | 690 | 793.5 | 1380 | 29
FILTER HOUSING BRACKETS | EPOXY COATED FILTER HOUSING BRACKETS & PLASTIC HOUSING CLIPS | AC9-02 | 1812 membrane - PCC clip |  | PCS |  | 14.3 | 16.445 | 28.6 | 29
FILTER HOUSING BRACKETS | EPOXY COATED FILTER HOUSING BRACKETS & PLASTIC HOUSING CLIPS | AC9-05 | 1812 membrane clip |  | PCS |  | 14.3 | 16.445 | 28.6 | 29
FILTER HOUSING BRACKETS | EPOXY COATED FILTER HOUSING BRACKETS & PLASTIC HOUSING CLIPS | AC9-06 | 300GPD membrane housing clip |  | PCS |  | 35.1 | 40.365 | 70.2 | 29
FILTER HOUSING BRACKETS | EPOXY COATED FILTER HOUSING BRACKETS & PLASTIC HOUSING CLIPS | AC9-07 | Clip for RFC-T33-C |  | PCS |  | 14.3 | 16.445 | 28.6 | 29
BAG FILTER HOUSINGS | STAINLESS STEEL & PVC BAG FILTER HOUSINGS | BFL-1-304SS | 100 PSI SNG length 304SS |  | PCS |  | 7259 | 8347.85 | 14518 | 30
BAG FILTER HOUSINGS | STAINLESS STEEL & PVC BAG FILTER HOUSINGS | BFH-1-304SS | 150 PSI SNG length 304SS |  | PCS |  | 11865 | 13644.75 | 23730 | 30
BAG FILTER HOUSINGS | STAINLESS STEEL & PVC BAG FILTER HOUSINGS | BFL-2-304SS | 100 PSI DBL length 304SS |  | PCS |  | 8942 | 10283.3 | 17884 | 30
BAG FILTER HOUSINGS | STAINLESS STEEL & PVC BAG FILTER HOUSINGS | BFH-2-304SS | 150 PSI DBL length 304SS |  | PCS |  | 12860 | 14789 | 25720 | 30
BAG FILTER HOUSINGS | STAINLESS STEEL & PVC BAG FILTER HOUSINGS | HXP-BF-1-1-B2 | 100 PSI SNG length PVC |  | PCS |  | 6193 | 7121.95 | 12386 | 30
BAG FILTER HOUSINGS | STAINLESS STEEL & PVC BAG FILTER HOUSINGS | HXP-BF-1-2-B2 | 100 PSI DBL length PVC |  | PCS |  | 6890 | 7923.5 | 13780 | 30
BAG FILTER HOUSINGS | STAINLESS STEEL & PVC BAG FILTER HOUSINGS | BFH-LID | BFH top lid SS304 |  | PCS |  | 1280 | 1472 | 2560 | 30
BAG FILTER HOUSINGS | STAINLESS STEEL & PVC BAG FILTER HOUSINGS | BFHO-1 | O-ring for BFH housing (thick) |  | PCS |  | 141 | 162.15 | 282 | 30
BAG FILTER HOUSINGS | STAINLESS STEEL & PVC BAG FILTER HOUSINGS | BFHO-2 | O-ring for BFH housing (thin) |  | PCS |  | 98 | 112.7 | 196 | 30
BAG FILTER HOUSINGS | SINGLE LENGTH FILTER BAGS FOR HOUSINGS | PP-1-P01E | PP 1 micron # 1 filter bag with plastic ring |  | PCS |  | 98.3 | 113.045 | 196.6 | 31
BAG FILTER HOUSINGS | SINGLE LENGTH FILTER BAGS FOR HOUSINGS | PP-5-P01E | PP 5 micron # 1 filter bag with plastic ring |  | PCS |  | 98.3 | 113.045 | 196.6 | 31
BAG FILTER HOUSINGS | SINGLE LENGTH FILTER BAGS FOR HOUSINGS | PP-10-P01E | PP 10 micron # 1 filter bag with plastic ring |  | PCS |  | 98.3 | 113.045 | 196.6 | 31
BAG FILTER HOUSINGS | SINGLE LENGTH FILTER BAGS FOR HOUSINGS | PP-20-P01E | PP 20 micron # 1 filter bag with plastic ring |  | PCS |  | 98.3 | 113.045 | 196.6 | 31
BAG FILTER HOUSINGS | SINGLE LENGTH FILTER BAGS FOR HOUSINGS | PP-100-P01E | PP 100 micron # 1 filter bag with plastic ring |  | PCS |  | 131.7 | 151.455 | 263.4 | 31
BAG FILTER HOUSINGS | SINGLE LENGTH FILTER BAGS FOR HOUSINGS | PP-200-P01E | PP 200 micron # 1 filter bag with plastic ring |  | PCS |  | 98.3 | 113.045 | 196.6 | 31
BAG FILTER HOUSINGS | DOUBLE LENGTH FILTER BAGS FOR HOUSINGS | PP-1-P02E | PP 1 micron # 2 filter bag with plastic ring |  | PCS |  | 131.7 | 151.455 | 263.4 | 32
BAG FILTER HOUSINGS | DOUBLE LENGTH FILTER BAGS FOR HOUSINGS | PP-1-P02S | PP 1 micron # 2 filter bag with steel ring |  | PCS |  | 131.7 | 151.455 | 263.4 | 32
BAG FILTER HOUSINGS | DOUBLE LENGTH FILTER BAGS FOR HOUSINGS | PP-5-P02E | PP 5 micron # 2 filter bag with plastic ring |  | PCS |  | 131.7 | 151.455 | 263.4 | 32
BAG FILTER HOUSINGS | DOUBLE LENGTH FILTER BAGS FOR HOUSINGS | PP-5-P02S | PP 5 micron # 2 filter bag with steel ring |  | PCS |  | 131.7 | 151.455 | 263.4 | 32
BAG FILTER HOUSINGS | DOUBLE LENGTH FILTER BAGS FOR HOUSINGS | PP-10-P02E | PP 10 micron # 2 filter bag with plastic ring |  | PCS |  | 131.7 | 151.455 | 263.4 | 32
BAG FILTER HOUSINGS | DOUBLE LENGTH FILTER BAGS FOR HOUSINGS | PP-10-P02S | PP 10 micron # 2 filter bag with steel ring |  | PCS |  | 131.7 | 151.455 | 263.4 | 32
BAG FILTER HOUSINGS | DOUBLE LENGTH FILTER BAGS FOR HOUSINGS | PP-20-P02E | PP 20 micron # 2 filter bag with plastic ring |  | PCS |  | 131.7 | 151.455 | 263.4 | 32
BAG FILTER HOUSINGS | DOUBLE LENGTH FILTER BAGS FOR HOUSINGS | PP-20-P02S | PP 20 micron # 2 filter bag with steel ring |  | PCS |  | 131.7 | 151.455 | 263.4 | 32
BAG FILTER HOUSINGS | DOUBLE LENGTH FILTER BAGS FOR HOUSINGS | PP-50-P02E | PP 50 micron # 2 filter bag with plastic ring |  | PCS |  | 131.7 | 151.455 | 263.4 | 32
BAG FILTER HOUSINGS | DOUBLE LENGTH FILTER BAGS FOR HOUSINGS | PP-50-P02S | PP 50 micron # 2 filter bag with steel ring |  | PCS |  | 131.7 | 151.455 | 263.4 | 32
BAG FILTER HOUSINGS | DOUBLE LENGTH FILTER BAGS FOR HOUSINGS | PP-100-P02E | PP 100 micron # 2 filter bag with plastic ring |  | PCS |  | 131.7 | 151.455 | 263.4 | 32
BAG FILTER HOUSINGS | DOUBLE LENGTH FILTER BAGS FOR HOUSINGS | PP-100-P02S | PP 100 micron # 2 filter bag with steel ring |  | PCS |  | 131.7 | 151.455 | 263.4 | 32
BAG FILTER HOUSINGS | DOUBLE LENGTH FILTER BAGS FOR HOUSINGS | PP-200-P02E | PP 200 micron #2 bag filter with plastic ring |  | PCS |  | 131.7 | 151.455 | 263.4 | 32
BAG FILTER HOUSINGS | DOUBLE LENGTH FILTER BAGS FOR HOUSINGS | PP SCR 20-PO20R | SCR-100 20 micron # 2 oil filter bag with plastic ring |  | PCS |  | 292 | 335.8 | 584 | 32
BAG FILTER HOUSINGS | ACCESSORIES FOR STAINLESS STEEL & PVC BAG FILTER HOUSINGS | SPANNER | Spanner for HXP-BF-1-2 |  | PCS |  | 296 | 340.4 | 592 | 33
BAG FILTER HOUSINGS | ACCESSORIES FOR STAINLESS STEEL & PVC BAG FILTER HOUSINGS | LID | Lid for HXP-BF-1-2 |  | PCS |  | 1552 | 1784.8 | 3104 | 33
BAG FILTER HOUSINGS | ACCESSORIES FOR STAINLESS STEEL & PVC BAG FILTER HOUSINGS | NUT | Nut for HXP-BF-1-2 |  | PCS |  | 379.6 | 436.54 | 759.2 | 33
BAG FILTER HOUSINGS | ACCESSORIES FOR STAINLESS STEEL & PVC BAG FILTER HOUSINGS | HXP-LID-1 | Lid for SNG PVC bag filter housing incl. SS bolts |  | PCS |  | 1552 | 1784.8 | 3104 | 33
BAG FILTER HOUSINGS | ACCESSORIES FOR STAINLESS STEEL & PVC BAG FILTER HOUSINGS | HXP-LID-2 | Lid for DBN PVC bag filter housing incl. SS bolts |  | PCS |  | 1552 | 1784.8 | 3104 | 33
BAG FILTER HOUSINGS | ACCESSORIES FOR STAINLESS STEEL & PVC BAG FILTER HOUSINGS | HXP-BASKET-1 | Inner basket for SNG PVC bag filter housing |  | PCS |  | 629 | 723.35 | 1258 | 33
BAG FILTER HOUSINGS | ACCESSORIES FOR STAINLESS STEEL & PVC BAG FILTER HOUSINGS | HXP-BASKET-2 | Inner basket for DBN PVC bag filter housing |  | PCS |  | 1206 | 1386.9 | 2412 | 33
BAG FILTER HOUSINGS | ACCESSORIES FOR STAINLESS STEEL & PVC BAG FILTER HOUSINGS | OHXP-1 | Silicon o-ring for PVC bag filter housing (thick) |  | PCS |  | 275.6 | 316.94 | 551.2 | 33
BAG FILTER HOUSINGS | ACCESSORIES FOR STAINLESS STEEL & PVC BAG FILTER HOUSINGS | OHXP-2 | Silicon o-ring for PVC bag filter housing (thin) |  | PCS |  | 219.7 | 252.655 | 439.4 | 33
BAG FILTER HOUSINGS | ACCESSORIES FOR STAINLESS STEEL & PVC BAG FILTER HOUSINGS | OHXP-3 | Silicon o-ring for PVC bag filter housing (flat) |  | PCS |  | 201.5 | 231.725 | 403 | 33
BAG FILTER HOUSINGS | ACCESSORIES FOR STAINLESS STEEL & PVC BAG FILTER HOUSINGS | BFH-LID | BFH top lid SS304 |  | PCS |  | 1280 | 1472 | 2560 | 33
BAG FILTER HOUSINGS | ACCESSORIES FOR STAINLESS STEEL & PVC BAG FILTER HOUSINGS | BFHO-1 | O-ring for BFH housing (thick) |  | PCS |  | 141 | 162.15 | 282 | 33
BAG FILTER HOUSINGS | ACCESSORIES FOR STAINLESS STEEL & PVC BAG FILTER HOUSINGS | BFHO-2 | O-ring for BFH housing (thin) |  | PCS |  | 98 | 112.7 | 196 | 33
BAG FILTER HOUSINGS | ACCESSORIES FOR STAINLESS STEEL & PVC BAG FILTER HOUSINGS | BFL-CLAMP | Clamp for BFL |  | PCS |  | 1200 | 1380 | 2400 | 33
BAG FILTER HOUSINGS | ACCESSORIES FOR STAINLESS STEEL & PVC BAG FILTER HOUSINGS | BFL/BFH BOLTS | Lifting bolts for BFL/BFH |  | PCS |  | 120 | 138 | 240 | 33
BAG FILTER HOUSINGS | ACCESSORIES FOR STAINLESS STEEL & PVC BAG FILTER HOUSINGS | BFLO-1 | O-ring for BFL housing (thick) |  | PCS |  | 151 | 173.65 | 302 | 33
BAG FILTER HOUSINGS | ACCESSORIES FOR STAINLESS STEEL & PVC BAG FILTER HOUSINGS | BFLO-2 | O-ring for BFL housing (thin) |  | PCS |  | 132 | 151.8 | 264 | 33
MULTI-CARTRIDGE FILTER | STAINLESS STEEL MULTI-CARTRIDGE FILTER HOUSINGS | BN1-W7L3 | 100 PSI Multi cartridge SS304 7 element 30" filter |  | PCS |  | 7857 | 9035.55 | 15714 | 34
MULTI-CARTRIDGE FILTER | STAINLESS STEEL MULTI-CARTRIDGE FILTER HOUSINGS | 3R30 | 1" Tri-clover multi cartridge SS304 3 element code 7 filters |  | PCS |  | 14288 | 16431.2 | 28576 | 34
MULTI-CARTRIDGE FILTER | STAINLESS STEEL MULTI-CARTRIDGE FILTER HOUSINGS | 7R30 | 2" Dine flange multi cartridge SS304 7 element code 7 filters |  | PCS |  | 29433 | 33847.95 | 58866 | 34
SDI KITS & FILTERS | SDI Kits | SDI-KIT | SDI testing Kit (complete) |  | PCS |  | 3980 | 4577 | 7960 | 35
SDI KITS & FILTERS | SDI Kits | SDI-GRID | Grid for SDI kit |  | PCS |  | 3480 | 4002 | 6960 | 35
SDI KITS & FILTERS | SDI Kits | SDI-FILTER | SDI filter for the SDI Kit |  | PCS |  | 28 | 32.2 | 56 | 35
SCREEN FILTERS | SCREEN FILTERS | KOSEADS-005S | Brass body SS screen manual backwash, 3/4" 2800LPH 20 bar rated |  | PCS |  | 1350 | 1552.5 | 2700 | 36
SCREEN FILTERS | SCREEN FILTERS | KOSEADS-006 | SS Body SS screen manual backwash, 3/4" 2800LPH 20 bar rated |  | PCS |  | 1628 | 1872.2 | 3256 | 36
SCREEN FILTERS | SCREEN FILTERS | KOSEAD-FILTER | Kosead filter cartridge for 005 & 006 |  | PCS |  | 398 | 457.7 | 796 | 36
SCREEN FILTERS | SCREEN FILTERS | S120W | Kosead Water filter brass 3/4”, plastic |  | PCS |  | 790 | 908.5 | 1580 | 36
DOMESTIC REVERSE | KAROFI | RO-406 | Karofi 5 stage RO unit without pump |  | PCS |  | 1450 | 1667.5 | 2900 | 37
DOMESTIC REVERSE | KAROFI | RO-30 | Karofi 5 stage RO unit with pump |  | PCS |  | 2135 | 2455.25 | 4270 | 37
DOMESTIC REVERSE | KAROFI | KAQ-ALKALINE | Karofi Alkaline filter for KAQ-U05/S-S02 unit |  | PCS |  | 61 | 70.15 | 122 | 37
DOMESTIC REVERSE | KAROFI | KAQ-MINERAL | Karofi Mineral filter for KAQ-U05/S-S02 unit |  | PCS |  | 45 | 51.75 | 90 | 37
DOMESTIC REVERSE | KAROFI | KAQ-NANO | Karofi Nano filter for KAQ-U05/S-S02 unit |  | PCS |  | 69 | 79.35 | 138 | 37
DOMESTIC REVERSE | KAROFI | KAQ-T33 | Karofi Post carbon / T33 for KAQ-U05/S-S02 unit |  | PCS |  | 60 | 69 | 120 | 37
DOMESTIC REVERSE | KAROFI | SMAX HP6.2 | Karofi Smax HP6, set of filters for KAD-U05/S-S03 |  | PCS |  | 310 | 356.5 | 620 | 37
DOMESTIC REVERSE | PURICOM | CE-8 | 5 Stage RO unit without pump |  | PCS |  | 1435 | 1650.25 | 2870 | 37
DOMESTIC REVERSE | PURICOM | CE-8P | 5 Stage RO unit with pump |  | PCS |  | 1808 | 2079.2 | 3616 | 37
DOMESTIC REVERSE | PURICOM | CE-6 | 5 Stage direct flow RO system 400 GPD without pump |  | PCS |  | 2330 | 2679.5 | 4660 | 37
DOMESTIC REVERSE | PURICOM | CE-6P | 5 Stage direct flow RO system 400 GPD with pump |  | PCS |  | 3630 | 4174.5 | 7260 | 37
DOMESTIC REVERSE | 800GPD DOMESTIC RO UNITS | RO-800GPD | RO System 800GPD |  | PCS |  | 9500 | 10925 | 19000 | 38
DOMESTIC REVERSE | MEMBRANE | RO-3013-800 | RO membrane, 800gal for RO-800GPD |  | PCS |  | 1350 | 1552.5 | 2700 | 38
DOMESTIC REVERSE | FILTER CARTRIDGES | RO-800-PP | Sediment cartridge for the RO-800GPD |  | PCS |  | 45 | 51.75 | 90 | 38
DOMESTIC REVERSE | FILTER CARTRIDGES | RO-800-CTO | Carbon block for RO-800GPD |  | PCS |  | 98 | 112.7 | 196 | 38
DOMESTIC REVERSE | PUMP AND TRANSFORMER | RO-800-P | Pump, 4LPM, 80psi, 4.5A for RO-800GPD |  | PCS |  | 1100 | 1265 | 2200 | 38
DOMESTIC REVERSE | PUMP AND TRANSFORMER | RO-800-T | Transformer for RO-800GPD |  | PCS |  | 598 | 687.7 | 1196 | 38
DOMESTIC REVERSE | TDS SCREEN | RO-800-TDS | TDS screen for RO-800GPD |  | PCS |  | 775 | 891.25 | 1550 | 38
DOMESTIC REVERSE | SOLENOID VALVES | RO-800-SV | Solenoid valve 3/8" quick connect for RO-800GPD |  | PCS |  | 125 | 143.75 | 250 | 38
DOMESTIC REVERSE | SOLENOID VALVES | RO-800-WSV | Wastewater solenoid valve, 800cc, for RO-800GPD |  | PCS |  | 125 | 143.75 | 250 | 38
DOMESTIC REVERSE | SWITCHES | RO-800-LP | Low pressure switch for RO-800GPD |  | PCS |  | 75 | 86.25 | 150 | 38
DOMESTIC REVERSE | SWITCHES | RO-800-HP | High pressure switch for RO-800GPD |  | PCS |  | 75 | 86.25 | 150 | 38
DOMESTIC PURIFIERS | DOMESTIC UNITS | CT-01G | Counter top unit with GAC filter |  | PCS |  | 265 | 304.75 | 530 | 39
DOMESTIC PURIFIERS | DOMESTIC UNITS | CT-01K | Counter top unit with GAC/KFD filter |  | PCS |  | 378 | 434.7 | 756 | 39
DOMESTIC PURIFIERS | DOMESTIC UNITS | DUC-02G | Double under counter unit with GAC filter |  | PCS |  | 875 | 1006.25 | 1750 | 39
DOMESTIC PURIFIERS | DOMESTIC UNITS | DUC-02K | Double under counter unit with GAC/KDF filter |  | PCS |  | 1115 | 1282.25 | 2230 | 39
DOMESTIC PURIFIERS | DOMESTIC UNITS | UF-DUC-02 | Complete double under counter unit with ultra filter |  | PCS |  | 1357.2 | 1560.78 | 2714.4 | 39
INDUSTRIAL | BASIC INDUSTRIAL RO UNITS | BLPRO-1500-V2 | Basic Compact industrial RO unit 250lts/hr production 1 X 4040 membrane |  | PCS |  | 30696.8 | 35301.32 | 61393.6 | 40
INDUSTRIAL | BASIC INDUSTRIAL RO UNITS | BLPRO-3000-V2 | Basic Compact industrial RO unit 500lts/hr production 2 X 4040 membrane |  | PCS |  | 33949.9 | 39042.385 | 67899.8 | 40
INDUSTRIAL | BASIC INDUSTRIAL RO UNITS | BLPRO-1500-V2 | Basic Compact industrial RO unit 250lts/hr production Excluding membrane |  | PCS |  | 28593.6 | 32882.64 | 57187.2 | 40
INDUSTRIAL | BASIC INDUSTRIAL RO UNITS | BLPRO-3000-V2 | Basic Compact industrial RO unit 500lts/hr production Excluding membrane |  | PCS |  | 29743.56 | 34205.094 | 59487.12 | 40
INDUSTRIAL | BASIC INDUSTRIAL RO UNITS SPARES | 2S0450001 | LPRO/BLPRO-2540 Danfoss pressure switch, 060-5417 |  | PCS |  | 1306.23 | 1502.1645 | 2612.46 | 40
INDUSTRIAL | BASIC INDUSTRIAL RO UNITS SPARES | 2S0511002 | LPRO/BLPRO-2540 Teco contactor, HUE 2.9-4k 220V |  | PCS |  | 721.87 | 830.1505 | 1443.74 | 40
INDUSTRIAL | BASIC INDUSTRIAL RO UNITS SPARES | 2S0731002 | LPRO/BLPRO-2540 Pressure gauge 100-2.5" |  | PCS |  | 343.75 | 395.3125 | 687.5 | 40
INDUSTRIAL | BASIC INDUSTRIAL RO UNITS SPARES | 2S0731011 | LPRO/BLPRO-2540 Pressure gauge, 500-2.5" |  | PCS |  | 343.75 | 395.3125 | 687.5 | 40
INDUSTRIAL | BASIC INDUSTRIAL RO UNITS SPARES | 2S0751002 | LPRO/BLPRO-2540 Flow meter panel type, 1GPM, 1/2" |  | PCS |  | 479.82 | 551.793 | 959.64 | 40
INDUSTRIAL | BASIC INDUSTRIAL RO UNITS SPARES | 2S0751003 | LPRO/BLPRO-2540 Flow meter panel type, 2GPM, 1/2" |  | PCS |  | 479.82 | 551.793 | 959.64 | 40
INDUSTRIAL | BASIC INDUSTRIAL RO UNITS SPARES | 2S1040001 | LPRO/BLPRO-2540 RO controller AC220V |  | PCS |  | 1890.6 | 2174.19 | 3781.2 | 40
INDUSTRIAL | BASIC INDUSTRIAL RO UNITS SPARES | 2V0109006 | LPRO/BLPRO-2540 Solenoid valve, copper, 1/2" ,220V |  | PCS |  | 1340.6 | 1541.69 | 2681.2 | 40
INDUSTRIAL | BASIC INDUSTRIAL RO UNITS SPARES | 2V0113001 | LPRO/BLPRO-2540 Solenoid valve, S/S, 1/4" , AC220V |  | PCS |  | 240.62 | 276.713 | 481.24 | 40
INDUSTRIAL | BASIC INDUSTRIAL RO UNITS SPARES | 2V0210001 | LPRO/BLPRO-2540 Pressure regulator valve 1/4" |  | PCS |  | 240.62 | 276.713 | 481.24 | 40
INDUSTRIAL | BASIC INDUSTRIAL RO UNITS SPARES | CERO-HP | High pressure switch for LPRO, 1/4” NPT connector |  | PCS |  | 560 | 644 | 1120 | 40
INDUSTRIAL | INDUSTRIAL RO UNITS | LPRO-B16-1500 | Complete industrial RO unit 250lts/hr production 1 X WCSA ULP 4040 membrane |  | PCS |  | 38827.8 | 44651.97 | 77655.6 | 41
INDUSTRIAL | INDUSTRIAL RO UNITS | LPRO-B16-3000 | Complete industrial RO unit 500lts/hr production 2 X WCSA ULP 4040 membrane |  | PCS |  | 43324.3 | 49822.945 | 86648.6 | 41
INDUSTRIAL | INDUSTRIAL RO UNITS | LPRO-B16-6000 | Complete industrial RO unit 1000lts/hr production 4 X WCSA ULP 4040 membrane |  | PCS |  | 57046.8 | 65603.82 | 114093.6 | 41
INDUSTRIAL | INDUSTRIAL RO UNITS | LPRO-B412-9000 | Complete industrial RO unit 1500lts/hr production 6 X WCSA ULP 4040 membrane |  | PCS |  | 84455.25 | 97123.5375 | 168910.5 | 41
INDUSTRIAL | INDUSTRIAL RO UNITS | LPRO-B412-12000 | Complete industrial RO unit 2000lts/hr production 8 X WCSA ULP 4040 membrane |  | PCS |  | 95333.57 | 109633.6055 | 190667.14 | 41
INDUSTRIAL | INDUSTRIAL RO UNITS | LPRO-B412-18000 | Complete industrial RO unit 3000lts/hr production 12 X WCSA ULP 4040 membrane |  | PCS |  | 110552.85 | 127135.7775 | 221105.7 | 41
INDUSTRIAL | INDUSTRIAL RO UNITS | LPRO-B16-1500 | Complete industrial RO unit 250lts/hr production Excluding membrane |  | PCS |  | 36724.6 | 42233.29 | 73449.2 | 41
INDUSTRIAL | INDUSTRIAL RO UNITS | LPRO-B16-3000 | Complete industrial RO unit 500lts/hr production Excluding membrane |  | PCS |  | 39117.91 | 44985.5965 | 78235.82 | 41
INDUSTRIAL | INDUSTRIAL RO UNITS | LPRO-B16-6000 | Complete industrial RO unit 1000lts/hr production Excluding membrane |  | PCS |  | 48634.03 | 55929.1345 | 97268.06 | 41
INDUSTRIAL | INDUSTRIAL RO UNITS | LPRO-B412-9000 | Complete industrial RO unit 1500lts/hr production Excluding membrane |  | PCS |  | 68562.48 | 78846.852 | 137124.96 | 41
INDUSTRIAL | INDUSTRIAL RO UNITS | LPRO-B412-12000 | Complete industrial RO unit 2000lts/hr production Excluding membrane |  | PCS |  | 78508.08 | 90284.292 | 157016.16 | 41
INDUSTRIAL | INDUSTRIAL RO UNITS | LPRO-B412-18000 | Complete industrial RO unit 3000lts/hr production Excluding membrane |  | PCS |  | 85314.6 | 98111.79 | 170629.2 | 41
INDUSTRIAL | INDUSTRIAL RO UNITS | CM-230X | RO controller for LPRO units |  | PCS |  | 795.5 | 914.825 | 1591 | 42
INDUSTRIAL | INDUSTRIAL RO UNITS | CJX2-0910 220V | LPRO1500/3000/6000 Contactor 220VAC |  | PCS |  | 292.2 | 336.03 | 584.4 | 42
INDUSTRIAL | INDUSTRIAL RO UNITS | CJX2-0910 220V- | LPRO-9000 Contactor |  | PCS |  | 292.2 | 336.03 | 584.4 | 42
INDUSTRIAL | INDUSTRIAL RO UNITS | CJX2-1810 220V | LPRO1500/3000/6000 Contactor 220VAC |  | PCS |  | 292.2 | 336.03 | 584.4 | 42
INDUSTRIAL | INDUSTRIAL RO UNITS | DZ47-60 C10/2P | LPRO1500/3000/6000 Mini circuit breaker |  | PCS |  | 89.92 | 103.408 | 179.84 | 42
INDUSTRIAL | INDUSTRIAL RO UNITS | DZ47-60 C25/2P | LPRO1500/3000/6000 Mini circuit-breaker |  | PCS |  | 89.92 | 103.408 | 179.84 | 42
INDUSTRIAL | INDUSTRIAL RO UNITS | DZ47-60 C25/3P | LPRO-9000 Mini circuit-breaker |  | PCS |  | 134.855 | 155.0832 | 269.71 | 42
INDUSTRIAL | INDUSTRIAL RO UNITS | DZ47-60 C3/2P | LPRO-9000 Mini circuit breaker |  | PCS |  | 94.39 | 108.5485 | 188.78 | 42
INDUSTRIAL | INDUSTRIAL RO UNITS | DZ47-60-C10/2P | LPRO-9000 Mini circuit breaker |  | PCS |  | 89.92 | 103.408 | 179.84 | 42
INDUSTRIAL | INDUSTRIAL RO UNITS | JRS1-09-25/Z1.6 | LPRO-9000 Thermal relay 1-1.6 A |  | PCS |  | 121.385 | 139.5927 | 242.77 | 42
INDUSTRIAL | INDUSTRIAL RO UNITS | JRS1-09-25Z 8A | LPRO-12000/18000 Thermal relay 5.5-8A |  | PCS |  | 121.385 | 139.5927 | 242.77 | 42
INDUSTRIAL | INDUSTRIAL RO UNITS | JRS1-09-25Z2.5A | LPRO-12000/18000 Thermal relay 1.6-2.5A |  | PCS |  | 121.385 | 139.5927 | 242.77 | 42
INDUSTRIAL | INDUSTRIAL RO UNITS | JRS1-0925/Z | LPRO-9000 Thermal relay 4-6A |  | PCS |  | 121.385 | 139.5927 | 242.77 | 42
INDUSTRIAL | INDUSTRIAL RO UNITS | JRSI-09-25/Z 6A | LPRO1500/3000/6000 Thermal Relay 4-6A |  | PCS |  | 125.885 | 144.7678 | 251.77 | 42
INDUSTRIAL | INDUSTRIAL RO UNITS | JRSI-09-25Z 13A | LPRO1500/3000/6000 Thermal relay 10-13A |  | PCS |  | 134.855 | 155.0832 | 269.71 | 42
INDUSTRIAL | INDUSTRIAL RO UNITS | JSZ3 A-B 220V | LPRO-9000 Timer relay without base |  | PCS |  | 161.845 | 186.1217 | 323.69 | 42
INDUSTRIAL | INDUSTRIAL RO UNITS | JSZ3 A-B 22V -1 | LPRO-9000 Timer relay with base |  | PCS |  | 202.28 | 232.622 | 404.56 | 42
INDUSTRIAL | INDUSTRIAL RO UNITS | JSZ3 A-G 220V | LPRO-9000 Timer relay without base |  | PCS |  | 161.845 | 186.1217 | 323.69 | 42
INDUSTRIAL | INDUSTRIAL RO UNITS | JSZ3 A-G 220V-1 | LPRO-9000 Timer relay with base |  | PCS |  | 202.28 | 232.622 | 404.56 | 42
INDUSTRIAL | INDUSTRIAL RO UNITS | H3Y-2-VAC-1 | LPRO1500/3000/6000 Timer relay without base 10m |  | PCS |  | 270.95 | 311.5925 | 541.9 | 42
INDUSTRIAL | INDUSTRIAL RO UNITS | H3Y-2-VAC-2 | LPRO1500/3000/6000 TImer relay with base 10m |  | PCS |  | 316.13 | 363.5495 | 632.26 | 42
INDUSTRIAL | INDUSTRIAL RO UNITS | H3Y-2-VAC-3 | LPRO1500/3000/6000 Timer relay without base 30s |  | PCS |  | 266.285 | 306.2278 | 532.57 | 42
INDUSTRIAL | INDUSTRIAL RO UNITS | H3Y-2-VAC-4 | LPRO-1500/3000/6000 Timer relay with base 30S |  | PCS |  | 314.67 | 361.8705 | 629.34 | 42
INDUSTRIAL | INDUSTRIAL RO UNITS | MDR-20-24 | LPRO1500/3000/6000 24V Power Module |  | PCS |  | 472.015 | 542.8172 | 944.03 | 42
INDUSTRIAL | INDUSTRIAL RO UNITS | MY2N-GS AC220 | LPRO1500/3000/6000 Small power relay AC220 |  | PCS |  | 161.845 | 186.1217 | 323.69 | 42
INDUSTRIAL | INDUSTRIAL RO UNITS | MY4N-GS DC24 | LPRO1500/3000/6000 Small power relay |  | PCS |  | 161.845 | 186.1217 | 323.69 | 42
INDUSTRIAL | INDUSTRIAL RO UNITS | ND16-22DS/4 GR | LPRO1500/3000/6000 22mm 220V Green indicator light |  | PCS |  | 35.965 | 41.3597 | 71.93 | 42
INDUSTRIAL | INDUSTRIAL RO UNITS | ND16-22DS/4 RE | LPRO1500/3000/6000 22mm 220VAC Red indicator light |  | PCS |  | 35.965 | 41.3597 | 71.93 | 42
INDUSTRIAL | INDUSTRIAL RO UNITS | NP2-BD33 | LPRO1500/3000/6000 Selector |  | PCS |  | 80.925 | 93.0637 | 161.85 | 42
INDUSTRIAL | INDUSTRIAL RO UNITS | CERO-LP | Low pressure switch for LPRO, 1/4" NPT connector |  | PCS |  | 560 | 644 | 1120 | 42
INDUSTRIAL | INDUSTRIAL RO UNITS | CERO-HP | High pressure switch for LPRO, 1/4" NPT connector |  | PCS |  | 560 | 644 | 1120 | 42
DOMESTIC ACCESSORIES | FEED CONNECTIONS | F15 | 3/8" x 1/4" Eezi feed |  | PCS |  | 40.625 | 46.7188 | 81.25 | 43
DOMESTIC ACCESSORIES | FEED CONNECTIONS | F21 | 1/2" x 1/4" Eezi feed |  | PCS |  | 45.21 | 51.9915 | 90.42 | 43
DOMESTIC ACCESSORIES | FEED CONNECTIONS | F22 | 3/4" x 1/4" Eezi feed |  | PCS |  | 39.88 | 45.862 | 79.76 | 43
DOMESTIC ACCESSORIES | FEED CONNECTIONS | F22-1 | 3/4" x 1/4" Eezi feed without hole |  | PCS |  | 39.88 | 45.862 | 79.76 | 43
DOMESTIC ACCESSORIES | FEED CONNECTIONS | F-304-1-2B | Eezi feed valve, 304SS,1/2” X ½” X ¼” |  | PCS |  | 79 | 90.85 | 158 | 43
DOMESTIC ACCESSORIES | FEED CONNECTIONS | F-304-4-3B | Eezi feed valve, 304SS,1/2” X ½” X 3/8” |  | PCS |  | 84 | 96.6 | 168 | 43
DOMESTIC ACCESSORIES | VALVES | F04 | 1/4" x 1/4" Ball valve |  | PCS |  | 53.365 | 61.3698 | 106.73 | 43
DOMESTIC ACCESSORIES | VALVES | F06 | 1/4" x 3/8" Ball valve |  | PCS |  | 37.4 | 43.01 | 74.8 | 43
DOMESTIC ACCESSORIES | VALVES | F50 | 1/4" Long ball valve |  | PCS |  | 60 | 69 | 120 | 43
DOMESTIC ACCESSORIES | CLAMPS | ACI-M05 | Saddle clamp |  | PCS |  | 48.02 | 55.223 | 96.04 | 43
DOMESTIC ACCESSORIES | CLAMPS | ACI-M06 | G type saddle clamp |  | PCS |  | 67.6 | 77.74 | 135.2 | 43
DOMESTIC ACCESSORIES | DIVERTERS | F60 | 1/4" x 3/8" Single head diverter |  | PCS |  | 90.2 | 103.73 | 180.4 | 43
DOMESTIC ACCESSORIES | DIVERTERS | F61 | 1/4" Pull style single head diverter |  | PCS |  | 55.805 | 64.1757 | 111.61 | 43
DOMESTIC ACCESSORIES | DIVERTERS | F62 | 1/4" Single head diverter |  | PCS |  | 102.3 | 117.645 | 204.6 | 43
DOMESTIC ACCESSORIES | PRESSURE REDUCING VALVES | F47 | 1/4" Pressure reducing valve SS |  | PCS |  | 147.615 | 169.7572 | 295.23 | 43
DOMESTIC ACCESSORIES | PRESSURE REDUCING VALVES | F48 | 1/2" Pressure reducing valve SS |  | PCS |  | 203.19 | 233.6685 | 406.38 | 43
DOMESTIC ACCESSORIES | PRESSURE REDUCING VALVES | AC-FR01 | 1/4" Pressure reducing valve plastic |  | PCS |  | 187 | 215.05 | 374 | 43
DOMESTIC ACCESSORIES | PRESSURE REDUCING VALVES | AC-FRO3 | 3/8" Pressure reducing valve plastic |  | PCS |  | 197 | 226.55 | 394 | 43
DOMESTIC ACCESSORIES | FAUCETS | D01 | Standard black push lever brushed nickel faucet |  | PCS |  | 110 | 126.5 | 220 | 44
DOMESTIC ACCESSORIES | FAUCETS | D02-1 | Classic chromed faucet |  | PCS |  | 185.12 | 212.888 | 370.24 | 44
DOMESTIC ACCESSORIES | FAUCETS | D27-1 | Elegant quarter turn chromed faucet |  | PCS |  | 349.78 | 402.247 | 699.56 | 44
DOMESTIC ACCESSORIES | FAUCETS | D44 | Square hook pipe faucet for countertop unit |  | PCS |  | 89 | 102.35 | 178 | 44
DOMESTIC ACCESSORIES | FAUCETS | D45 | Round hook pipe faucet for countertop unit |  | PCS |  | 89 | 102.35 | 178 | 44
DOMESTIC ACCESSORIES | FAUCETS | PJ-01 | Repair Kit for D02-1 and D27-1 |  | PCS |  | 29 | 33.35 | 58 | 44
DOMESTIC ACCESSORIES | FAUCETS | F-304-30-B | Faucet 304SS, Matt Black, with 1/4" quick connect |  | PCS |  | 264 | 303.6 | 528 | 44
DOMESTIC ACCESSORIES | FAUCETS | F-304-30-G | Faucet 304SS,Brushed Gold, with 1/4" quick connect |  | PCS |  | 264 | 303.6 | 528 | 44
DOMESTIC ACCESSORIES | FAUCETS | F-304-30-S | Faucet 304SS,Brushed Silver with 1/4”quick connect |  | PCS |  | 213 | 244.95 | 426 | 44
DOMESTIC ACCESSORIES | FAUCETS | F-304-33-S | Faucet 304SS,Brushed Silver with 3/8”quick connect |  | PCS |  | 298 | 342.7 | 596 | 44
DOMESTIC ACCESSORIES | FAUCETS | 4021BK | Faucet, hot/cold/purified water, SS, black coated |  | PCS |  | 1425 | 1638.75 | 2850 | 44
DOMESTIC ACCESSORIES | FAUCETS | 4021BN | Faucet, hot/cold/purified water,SS, brushed silver |  | PCS |  | 1425 | 1638.75 | 2850 | 44
DOMESTIC ACCESSORIES | FAUCETS | 4021PJ | Faucet, hot/cold/purified water, SS, brushed gold |  | PCS |  | 1425 | 1638.75 | 2850 | 44
DOMESTIC ACCESSORIES | PRESSURE SWITCH | CE-LP | Low pressure switch Puricom for CE-8/CE-5/CER8-3 |  | PCS |  | 75 | 86.25 | 150 | 45
DOMESTIC ACCESSORIES | PRESSURE SWITCH | CE8-HP | High pressure switch Puricom for CE-8 |  | PCS |  | 85 | 97.75 | 170 | 45
DOMESTIC ACCESSORIES | PRESSURE SWITCH | CE5-HP | High pressure switch Puricom for 1/4 F thread 20-40PSI, CE-5 |  | PCS |  | 85 | 97.75 | 170 | 45
DOMESTIC ACCESSORIES | PRESSURE SWITCH | FLL901 | Low pressure switch for Fluxtec FE-125/FE-300/FE-600 |  | PCS |  | 75 | 86.25 | 150 | 45
DOMESTIC ACCESSORIES | PRESSURE SWITCH | FLH03 | High pressure switch for Fluxtec FE-125/FE-300/FE-600 |  | PCS |  | 85 | 97.75 | 170 | 45
DOMESTIC ACCESSORIES | PRESSURE SWITCH | FLL902 | Low pressure switch for Fluxtec FE-600GPD/FE-800GPD |  | PCS |  | 75 | 86.25 | 150 | 45
DOMESTIC ACCESSORIES | PRESSURE SWITCH | FLH04 | High pressure switch for Fluxtec FE-600GPD/FE-800GPD |  | PCS |  | 85 | 97.75 | 170 | 45
DOMESTIC ACCESSORIES | PRESSURE SWITCH | KLP02 | Karofi low pressure switch ¼” |  | PCS |  | 65 | 74.75 | 130 | 45
DOMESTIC ACCESSORIES | PRESSURE SWITCH | KHP01 | Karofi high pressure switch ¼” |  | PCS |  | 65 | 74.75 | 130 | 45
DOMESTIC ACCESSORIES | LEAK DETECTOR | WAL01-1/4" | Leak detector with collection tray and auto shut off |  | PCS |  | 340 | 391 | 680 | 46
DOMESTIC ACCESSORIES | LEAK DETECTOR | WAL-SPONGE | Replacement sponge for leak detector tray |  | PCS |  | 9.8 | 11.27 | 19.6 | 46
DOMESTIC ACCESSORIES | LEAK DETECTOR | AUDIOLEAK | Audio alarm leak detector |  | PCS |  | 150 | 172.5 | 300 | 46
DOMESTIC ACCESSORIES | SOLENOID VALVE | FSV1/4 | Solenoid valve 220V 1/4" for FE600 & FE800 |  | PCS |  | 390 | 448.5 | 780 | 47
DOMESTIC ACCESSORIES | SOLENOID VALVE | FSV3/8 | Solenoid valve 220V 3/8" for FE600 & FE800 |  | PCS |  | 990 | 1138.5 | 1980 | 47
DOMESTIC ACCESSORIES | SOLENOID VALVE | CE-SV | Solenoid valve 1/4" for CE-8 and CE-5 |  | PCS |  | 390 | 448.5 | 780 | 47
DOMESTIC ACCESSORIES | SOLENOID VALVE | KSV1/4” | Karofi YS-DCF-J2 Solenoid valve,4.8W, DC24V |  | PCS |  | 350 | 402.5 | 700 | 47
DOMESTIC ACCESSORIES | LED COMPUTER | FAC3-01 | LED computer box for R0-600 |  | PCS |  | 898.63 | 1033.4245 | 1797.26 | 47
DOMESTIC ACCESSORIES | DIAPHRAM | FDIA-01 | Diaphragm for R0-102 pressure pump |  | PCS |  | 44.8 | 51.52 | 89.6 | 47
DOMESTIC ACCESSORIES | SPANNERS | AC9-09 10 | Standard spanner |  | PCS |  | 17.39 | 19.9985 | 34.78 | 48
DOMESTIC ACCESSORIES | SPANNERS | AC9-09 20S | Spanner for 20" clear housings |  | PCS |  | 33.12 | 38.088 | 66.24 | 48
DOMESTIC ACCESSORIES | SPANNERS | FWR5-1 | 5 in 1 housing spanner |  | PCS |  | 28.29 | 32.5335 | 56.58 | 48
DOMESTIC ACCESSORIES | SPANNERS | AC9-09 20 | Big blue spanner |  | PCS |  | 39.745 | 45.7067 | 79.49 | 48
DOMESTIC ACCESSORIES | FLOW RESTRICTORS | CE-FR300 | Flow restrictor Puricom 300cc with manual flush for CE-8 |  | PCS |  | 152 | 174.8 | 304 | 49
DOMESTIC ACCESSORIES | FLOW RESTRICTORS | CE-FR1600 | Flow restrictor Puricom 2000cc with manual flush for CE-5 |  | PCS |  | 117 | 134.55 | 234 | 49
DOMESTIC ACCESSORIES | FLOW RESTRICTORS | AC7-02 | Flow restrictor 300cc |  | PCS |  | 49.9 | 57.385 | 99.8 | 49
DOMESTIC ACCESSORIES | FLOW RESTRICTORS | AC7-05 | Flow restrictor with flush 400cc |  | PCS |  | 86 | 98.9 | 172 | 49
DOMESTIC ACCESSORIES | FLOW RESTRICTORS | AC7-04 | Flow restrictor 800cc |  | PCS |  | 53 | 60.95 | 106 | 49
DOMESTIC ACCESSORIES | STORAGE TANKS FOR RO UNITS | PB-2 | Pressure tank 2L |  | PCS |  | 285 | 327.75 | 570 | 50
DOMESTIC ACCESSORIES | STORAGE TANKS FOR RO UNITS | PB-4 | Pressure tank 4L |  | PCS |  | 384 | 441.6 | 768 | 50
DOMESTIC ACCESSORIES | STORAGE TANKS FOR RO UNITS | ACT-M04 | 3.2 Gal RO storage tank |  | PCS |  | 481 | 553.15 | 962 | 50
DOMESTIC ACCESSORIES | STORAGE TANKS FOR RO UNITS | ACT-M06 | 20 Gal RO storage tank |  | PCS |  | 2385 | 2742.75 | 4770 | 50
DOMESTIC ACCESSORIES | STORAGE TANKS FOR RO UNITS | FTCT-01 | Tank connector tube 1"- 3/8" for ACT-M06 |  | PCS |  | 59.8 | 68.77 | 119.6 | 50
ULTRAVIOLET ECO RANGE | E SERIES | UVE-55 | UV, 55 Watt, stainless steel, eco range |  | PCS |  | 2173 | 2498.95 | 4346 | 51
ULTRAVIOLET ECO RANGE | E SERIES | LE55 | UV lamp, 55 Watt for UVE-55 |  | PCS |  | 296 | 340.4 | 592 | 51
ULTRAVIOLET ECO RANGE | E SERIES | QSE55 | UV Quartz sleeve for UVE-55 |  | PCS |  | 280 | 322 | 560 | 51
ULTRAVIOLET ECO RANGE | E SERIES | UVBE-55 | UV Ballast for UVE-55 |  | PCS |  | 390 | 448.5 | 780 | 51
ULTRAVIOLET ECO RANGE | E SERIES | UVOE-55 | UV O ring for UVE-55 |  | PCS |  | 20 | 23 | 40 | 51
ULTRA VIOLET STERILISERS | STAINLESS STEEL UV STERILISERS | HC-120-UVC | UV 450lts/hr, 14 Watt, 1/4" female BSP, UVC-1021 |  | PCS |  | 1425 | 1638.75 | 2850 | 52
ULTRA VIOLET STERILISERS | STAINLESS STEEL UV STERILISERS | HC-480-UVT | UV 1800lts/hr,29 Watt, 1/2" male BSP with UV-2040T |  | PCS |  | 2859 | 3287.85 | 5718 | 52
ULTRA VIOLET STERILISERS | STAINLESS STEEL UV STERILISERS | HC-720-UVT | UV 2720lts/hr, 40 Watt, 3/4" male BSP with UV-2040T |  | PCS |  | 3189 | 3667.35 | 6378 | 52
ULTRA VIOLET STERILISERS | STAINLESS STEEL UV STERILISERS | HC-800-UVT | UV 3024lts/hr 65 Watt, 1"male BSP, UV-6585T |  | PCS |  | 3985 | 4582.75 | 7970 | 52
ULTRA VIOLET STERILISERS | STAINLESS STEEL UV STERILISERS | EB-24-UVT | UV 5450lts/hr, 85 Watt, 1 1/2" male BSP, UV-6585T |  | PCS |  | 5798 | 6667.7 | 11596 | 52
ULTRA VIOLET STERILISERS | STAINLESS STEEL UV STERILISERS | EB-45 | UV10200lts/hr, 2x 85Watt, 2" male BSP, control box |  | PCS |  | 9980 | 11477 | 19960 | 52
ULTRA VIOLET STERILISERS | STAINLESS STEEL UV STERILISERS | EB-150 | UV15000lts/hr,3x 85Watt,2 1/2" male BSP control box |  | PCS |  | 16980 | 19527 | 33960 | 52
ULTRA VIOLET STERILISERS | SPARE CONTROL BOXES | CBOX 480/720 | Spare control box for HC480 and HC720 UV |  | PCS |  | 1733 | 1992.95 | 3466 | 52
ULTRA VIOLET STERILISERS | SPARE CONTROL BOXES | CBOX- EB-24 | Spare control box for EB24 UV |  | PCS |  | 1923 | 2211.45 | 3846 | 52
ULTRA VIOLET STERILISERS | SPARE CONTROL BOXES | CBOX- EB-45 | Spare control box for EB45 UV |  | PCS |  | 4257 | 4895.55 | 8514 | 52
ULTRA VIOLET STERILISERS | SPARE CONTROL BOXES | CBOX- EB-150 | Spare control box for EB150 UV |  | PCS |  | 5632 | 6476.8 | 11264 | 52
ULTRA VIOLET STERILISERS | SPARE UV LAMPS | WCSA-T514 | 14 Watt lamp HC-120 |  | PCS |  | 305 | 350.75 | 610 | 53
ULTRA VIOLET STERILISERS | SPARE UV LAMPS | WCSA-T529 | 29 Watt lamp for HC-480 |  | PCS |  | 446 | 512.9 | 892 | 53
ULTRA VIOLET STERILISERS | SPARE UV LAMPS | WCSA-T540 | 40 Watt lamp for HC-720 |  | PCS |  | 526 | 604.9 | 1052 | 53
ULTRA VIOLET STERILISERS | SPARE UV LAMPS | WCSA-T565 | 65 Watt lamp for HC-800 |  | PCS |  | 580 | 667 | 1160 | 53
ULTRA VIOLET STERILISERS | SPARE UV LAMPS | WCSA-T585 | 85 Watt lamp for EB24 / EB-45 / EB-150 |  | PCS |  | 664 | 763.6 | 1328 | 53
ULTRA VIOLET STERILISERS | SPARE QUARTZ SLEEVES | WCSA-330QT | UV quartz thimble for HC-120-UVC |  | PCS |  | 180 | 207 | 360 | 53
ULTRA VIOLET STERILISERS | SPARE QUARTZ SLEEVES | WCSA-680QT | UV quartz thimble for HC-480-UVT |  | PCS |  | 290 | 333.5 | 580 | 53
ULTRA VIOLET STERILISERS | SPARE QUARTZ SLEEVES | WCSA-910QT | UV quartz thimble for HC-720/HC-800-UVT |  | PCS |  | 350 | 402.5 | 700 | 53
ULTRA VIOLET STERILISERS | SPARE QUARTZ SLEEVES | WCSA-910QS | UV quartz sleeve for EB-24, EB-45 & EB-150 |  | PCS |  | 350 | 402.5 | 700 | 53
ULTRA VIOLET STERILISERS | SPARE BALLASTS | UV-3 | Electronic ballast for HC-120 |  | PCS |  | 842 | 968.3 | 1684 | 53
ULTRA VIOLET STERILISERS | SPARE BALLASTS | UV-6 | Electronic ballast for HC-480 and HC-720 |  | PCS |  | 1715 | 1972.25 | 3430 | 53
ULTRA VIOLET STERILISERS | SPARE BALLASTS | UV6-C | Electronic ballast for HC-480 and HC-720 control box |  | PCS |  | 1296.67 | 1491.1705 | 2593.34 | 53
ULTRA VIOLET STERILISERS | SPARE BALLASTS | UV-8 | Electronic ballast for EB24/EB45 |  | PCS |  | 1680 | 1932 | 3360 | 53
ULTRA VIOLET STERILISERS | SPARE BALLASTS | UV-1021C | UV ballast for HC-120-UVC |  | PCS |  | 790 | 908.5 | 1580 | 53
ULTRA VIOLET STERILISERS | SPARE BALLASTS | UV-2040T | UV ballast with timer for HC-480-UVT & HC-720-UVT |  | PCS |  | 1861 | 2140.15 | 3722 | 53
ULTRA VIOLET STERILISERS | SPARE BALLASTS | UV-6585T | UV ballast with timer for HC-800-UVT & EB-24-UVT |  | PCS |  | 2373 | 2728.95 | 4746 | 53
ULTRA VIOLET STERILISERS | SPARE BALLASTS | D24.5 O RING | Viton O ring for UV |  | PCS |  | 57 | 65.55 | 114 | 53
ULTRA VIOLET STERILISERS | SPARE BALLASTS | HC-NUT | UV 3024lts/hr, 65 Watt, 1" male BSP, UV-6585T |  | PCS |  | 74 | 85.1 | 148 | 53
ULTRA VIOLET STERILISERS | SPARE BALLASTS | EB-NUT | Aluminium nut for EB series |  | PCS |  | 98 | 112.7 | 196 | 53
ULTRA VIOLET STERILISERS | SPARE BALLASTS | CPC-EB24/45 | Circular plastic clip for EB24 /EB-45 |  | PCS |  | 390 | 448.5 | 780 | 53
ULTRA VIOLET STERILISERS | SPARE BALLASTS | CPC-EB-150 | Circular metal clips for EB-150 |  | PCS |  | 2724 | 3132.6 | 5448 | 53
BIG BLUE FILTRATION SETS | BIG BLUE FILTRATION SETS | BBA-3-20 | Big Blue 20”x 3, White frame, including filters, economy range |  | PCS |  | 1980 | 2277 | 3960 | 54
BIG BLUE FILTRATION SETS | BIG BLUE FILTRATION SETS | BBE3-20 | Big Blue 20”x 3, White frame, including filters, premium range |  | PCS |  | 2974 | 3420.1 | 5948 | 54
BIG BLUE FILTRATION SETS | BIG BLUE FILTRATION SETS | BBP3-20-SS | Big Blue Grey 20”x 3, Black SS frame, ex filters, premium plus range |  | PCS |  | 3600 | 4140 | 7200 | 54
BIG BLUE FILTRATION SETS | BIG BLUE FILTRATION SETS | BBW3-20 | BB 20”x 3, Wall mount, WHT frame, incl filters, Precious Resource |  | PCS |  | 1980 | 2277 | 3960 | 54
ULTRA VIOLET STERILISERS | FILTRATION & UV COMBOS | BBBUV-55E | 55 watt uv on triple stand including big blue 20" filters |  | PCS |  | 4220 | 4853 | 8440 | 55
ULTRA VIOLET STERILISERS | FILTRATION & UV COMBOS | UV10- 450/2 | 2x10" s/line 450lts/hr filtration & UV unit mounted on bracket (WONDER LIGHT UV) |  | PCS |  | 2005.35 | 2306.1525 | 4010.7 | 55
ULTRA VIOLET STERILISERS | FILTRATION & UV COMBOS | UV10- 450/3 | 3x10" s/line 450lts/hr filtration & UV unit mounted on bracket (WONDER LIGHT UV) |  | PCS |  | 2560 | 2944 | 5120 | 55
ULTRA VIOLET STERILISERS | FILTRATION & UV COMBOS | UV20- 1800/2 | 2x20" s/line 1800lts/hr filtration & UV unit mounted on bracket (WONDER LIGHT UV) |  | PCS |  | 3914.95 | 4502.1925 | 7829.9 | 55
ULTRA VIOLET STERILISERS | FILTRATION & UV COMBOS | UV20- 1800/2-B | 2x20" s/line 1800lts/hr filtration & UV unit with control box mounted on bracket (WONDER LIGHT UV) |  | PCS |  | 4892.14 | 5625.961 | 9784.28 | 55
ULTRA VIOLET STERILISERS | FILTRATION & UV COMBOS | UV20- 1800/3 | 3x20" s/line 1800lts/hr filtration & UV unit mounted on bracket (WONDER LIGHT UV) |  | PCS |  | 4254.65 | 4892.8475 | 8509.3 | 55
ULTRA VIOLET STERILISERS | FILTRATION & UV COMBOS | UV20- 1800/3-B | 3x20" s/line 1800lts/hr filtration & UV unit with control box mounted on bracket (WONDER LIGHT UV) |  | PCS |  | 5157.755 | 5931.4182 | 10315.51 | 55
ULTRA VIOLET STERILISERS | FILTRATION & UV COMBOS | BBUV20- 2720/2 | 2xBB20" 2720lts/hr filtration & UV unit mounted on frame (WONDER LIGHT UV) |  | PCS |  | 6561.11 | 7545.2765 | 13122.22 | 55
ULTRA VIOLET STERILISERS | FILTRATION & UV COMBOS | BBUV20- 2720/3 | 3xBB20" 2720lts/hr filtration & UV unit mounted on frame (WONDER LIGHT UV) |  | PCS |  | 6313.05 | 7260.0075 | 12626.1 | 55
ULTRA VIOLET STERILISERS | FILTRATION & UV COMBOS | BBUV20- 5450/2 | 2xBB20" 5450lts/hr filtration & UV unit mounted on frame (WONDER LIGHT UV) |  | PCS |  | 7837.44 | 9013.056 | 15674.88 | 55
ULTRA VIOLET STERILISERS | FILTRATION & UV COMBOS | BBUV20- 5450/3 | 3xBB20" 5450lts/hr filtration & UV unit mounted on frame (WONDER LIGHT UV) |  | PCS |  | 7977.675 | 9174.3263 | 15955.35 | 55
COMPLETE OZONE UNITS | OZONE UNITS | E3G | 3 gram ozone unit including air dryer filter |  | PCS |  | 6164 | 7088.6 | 12328 | 56
COMPLETE OZONE UNITS | OZONE UNITS | E5G | 5 gram ozone generator including air dryer filter |  | PCS |  | 6980 | 8027 | 13960 | 56
COMPLETE OZONE UNITS | OZONE UNITS | E10G | 10 gram ozone unit including air dryer filter |  | PCS |  | 8980 | 10327 | 17960 | 56
COMPLETE OZONE UNITS | OZONE UNITS | E3GC | Complete 3 gram ozone, pump and venturi on SS frame |  | PCS |  | 21712 | 24968.8 | 43424 | 56
COMPLETE OZONE UNITS | OZONE UNITS | E5GC | Complete 5 gram ozone, pump and venturi on SS frame |  | PCS |  | 22080 | 25392 | 44160 | 56
COMPLETE OZONE UNITS | OZONE UNITS | E10GC | Complete 10 gram ozone, pump and venturi on SS frame |  | PCS |  | 24080 | 27692 | 48160 | 56
COMPLETE OZONE UNITS | OZONE SPARES | 58620 | Venturi, Lige PVDF 3/4"external thread, 1/4" tube |  | PCS |  | 690 | 793.5 | 1380 | 56
COMPLETE OZONE UNITS | OZONE SPARES | 58620-SEAL KIT | Venturi seal kit for 58620 |  | PCS |  | 92.5 | 106.375 | 185 | 56
COMPLETE OZONE UNITS | OZONE SPARES | 58625 | Venturi, Lige PVDF 1" external thread, 3/8" tube |  | PCS |  | 990 | 1138.5 | 1980 | 56
COMPLETE OZONE UNITS | OZONE SPARES | 58625-SEAL KIT | Venturi seal kit for 58625 |  | PCS |  | 92.5 | 106.375 | 185 | 56
COMPLETE OZONE UNITS | OZONE SPARES | O3AD | Replaceable air dryer filter |  | PCS |  | 390 | 448.5 | 780 | 56
COMPLETE OZONE UNITS | OZONE SPARES | ECOPUMP-3G/5G | Air pump for 3G/5G ozone units |  | PCS |  | 598 | 687.7 | 1196 | 56
COMPLETE OZONE UNITS | OZONE SPARES | ECOPUMP-10G | Air pump for 10G ozone units |  | PCS |  | 656 | 754.4 | 1312 | 56
COMPLETE OZONE UNITS | OZONE SPARES | ECO-VALVE | Plastic check valve |  | PCS |  | 180 | 207 | 360 | 56
COMPLETE OZONE UNITS | OZONE SPARES | ECO-PIPE | Ozone clear piping |  | PCS |  | 98 | 112.7 | 196 | 56
COMPLETE OZONE UNITS | OZONE SPARES | ECO-TUBE | Ozone generator tube for E3G/E5G/E10G |  | PCS |  | 1225 | 1408.75 | 2450 | 56
COMPLETE OZONE UNITS | OZONE SPARES | ECO-POWERSUPPLY | Ozone power source for E3G/E5G/E10G |  | PCS |  | 928 | 1067.2 | 1856 | 56
COMPLETE FILTRATION | COMPLETE FILTRATION UNITS | DTFS13X54 | Complete automated filtration skid 13X54 vessels, excludes pump but pump ready |  | PCS |  | 28794.96 | 33114.204 | 57589.92 | 57
COMPLETE FILTRATION | COMPLETE FILTRATION UNITS | DTFS18X65 | Complete automated filtration skid 18X65 vessels, including SS pump |  | PCS |  | 44119 | 50736.85 | 88238 | 57
COMPLETE FILTRATION | COMPLETE FILTRATION UNITS | DTFS24x72 | Complete automated filtration skid 24x72 vessels, including SS pump |  | PCS |  | 62522.25 | 71900.5875 | 125044.5 | 57
FIBREGLASS FILTER VESSELS | FIBREGLASS VESSELS | H8x44 | Fibre glass vessel with 2.5" inlet |  | PCS |  | 905.2 | 1040.98 | 1810.4 | 58
FIBREGLASS FILTER VESSELS | FIBREGLASS VESSELS | H10x35 | Fibre glass vessel with 2.5" inlet |  | PCS |  | 1164.16 | 1338.784 | 2328.32 | 58
FIBREGLASS FILTER VESSELS | FIBREGLASS VESSELS | H10x54 | Fibre glass vessel with 2.5" inlet |  | PCS |  | 1396.5 | 1605.975 | 2793 | 58
FIBREGLASS FILTER VESSELS | FIBREGLASS VESSELS | H12x52 | Fibre glass vessel with 2.5" inlet |  | PCS |  | 1984.52 | 2282.198 | 3969.04 | 58
FIBREGLASS FILTER VESSELS | FIBREGLASS VESSELS | H13x54 | Fibre glass vessel with 2.5" inlet |  | PCS |  | 2208.13 | 2539.3495 | 4416.26 | 58
FIBREGLASS FILTER VESSELS | FIBREGLASS VESSELS | H14x65 | Fibre glass vessel with 2.5" inlet |  | PCS |  | 2542.94 | 2924.381 | 5085.88 | 58
FIBREGLASS FILTER VESSELS | FIBREGLASS VESSELS | H16x65 | Fibre glass vessel with 4" inlet & outlet incl. 4" thread plug |  | PCS |  | 5043.5 | 5800.025 | 10087 | 58
FIBREGLASS FILTER VESSELS | FIBREGLASS VESSELS | H18x65 | Fibre glass vessel with 4" inlet & outlet incl. 4" thread plug |  | PCS |  | 5534.06 | 6364.169 | 11068.12 | 58
FIBREGLASS FILTER VESSELS | FIBREGLASS VESSELS | H21x62 | Fibre glass vessel with 4" inlet & outlet incl. 4" thread plug |  | PCS |  | 10003.43 | 11503.9445 | 20006.86 | 58
FIBREGLASS FILTER VESSELS | FIBREGLASS VESSELS | H24x72 | Fibre glass vessel with 4" inlet & outlet incl. 4" thread plug |  | PCS |  | 11125.86 | 12794.739 | 22251.72 | 58
FIBREGLASS FILTER VESSELS | FIBREGLASS VESSELS | H30x72 | Fibre glass vessel with 4" inlet & outlet incl. 4" thread plug |  | PCS |  | 20689 | 23792.35 | 41378 | 58
FIBREGLASS FILTER VESSELS | FIBREGLASS VESSELS | H30X72 | FRP media vessel 30x72 6" flanged top & bottom opening |  | PCS |  | 22678 | 26079.7 | 45356 | 58
FIBREGLASS FILTER VESSELS | FIBREGLASS VESSELS | H36X72 | FRP media vessel 36x72 6" flanged top & bottom opening |  | PCS |  | 33139 | 38109.85 | 66278 | 58
FIBREGLASS FILTER VESSELS | FIBREGLASS VESSELS | H48X72 | FRP media vessel 48x72 6" flanged top & bottom opening |  | PCS |  | 33139 | 38109.85 | 66278 | 58
FIBREGLASS FILTER VESSELS | ACCESSORIES FOR FIBRE GLASS VESSELS | JD205 | Top distributor 1" glue connection |  | PCS |  | 55 | 63.25 | 110 | 59
FIBREGLASS FILTER VESSELS | ACCESSORIES FOR FIBRE GLASS VESSELS | JD206 | Bottom distributor 1" glue connection |  | PCS |  | 55 | 63.25 | 110 | 59
FIBREGLASS FILTER VESSELS | ACCESSORIES FOR FIBRE GLASS VESSELS | JD209 | Top distributor 3/4" fleck type |  | PCS |  | 49 | 56.35 | 98 | 59
FIBREGLASS FILTER VESSELS | ACCESSORIES FOR FIBRE GLASS VESSELS | JD210 | Bottom distributor 3/4" fleck type |  | PCS |  | 49 | 56.35 | 98 | 59
FIBREGLASS FILTER VESSELS | ACCESSORIES FOR FIBRE GLASS VESSELS | JD211 | Top distributor 3/4" |  | PCS |  | 58 | 66.7 | 116 | 59
FIBREGLASS FILTER VESSELS | ACCESSORIES FOR FIBRE GLASS VESSELS | JD212 | Bottom distributor 3/4" |  | PCS |  | 58 | 66.7 | 116 | 59
FIBREGLASS FILTER VESSELS | ACCESSORIES FOR FIBRE GLASS VESSELS | JD222 | Top distributor 3/4" with fine net |  | PCS |  | 69 | 79.35 | 138 | 59
FIBREGLASS FILTER VESSELS | ACCESSORIES FOR FIBRE GLASS VESSELS | JD223 | Bottom distributor 3/4" with fine net |  | PCS |  | 69 | 79.35 | 138 | 59
FIBREGLASS FILTER VESSELS | ACCESSORIES FOR FIBRE GLASS VESSELS | JD230 | High flow top distributor 3/4" |  | PCS |  | 115 | 132.25 | 230 | 59
FIBREGLASS FILTER VESSELS | ACCESSORIES FOR FIBRE GLASS VESSELS | JD231 | High flow bottom distributor 3/4" |  | PCS |  | 115 | 132.25 | 230 | 59
FIBREGLASS FILTER VESSELS | ACCESSORIES FOR FIBRE GLASS VESSELS | JD232 | High flow top distributor 1" |  | PCS |  | 125 | 143.75 | 250 | 60
FIBREGLASS FILTER VESSELS | ACCESSORIES FOR FIBRE GLASS VESSELS | JD233 | High flow bottom distributor 1" |  | PCS |  | 125 | 143.75 | 250 | 60
FIBREGLASS FILTER VESSELS | ACCESSORIES FOR FIBRE GLASS VESSELS | JD221 | 4" Top distributor |  | PCS |  | 185 | 212.75 | 370 | 60
FIBREGLASS FILTER VESSELS | ACCESSORIES FOR FIBRE GLASS VESSELS | JD218 | 4" Bottom distributor |  | PCS |  | 185 | 212.75 | 370 | 60
FIBREGLASS FILTER VESSELS | ACCESSORIES FOR FIBRE GLASS VESSELS | JD311 | Side mounted distributor |  | PCS |  | 990 | 1138.5 | 1980 | 60
FIBREGLASS FILTER VESSELS | ACCESSORIES FOR FIBRE GLASS VESSELS | JD315 | Side mount bottom distributor |  | PCS |  | 990 | 1138.5 | 1980 | 60
FIBREGLASS FILTER VESSELS | ACCESSORIES FOR FIBRE GLASS VESSELS | P18 | Runxin 4" side mount connector |  | PCS |  | 379 | 435.85 | 758 | 60
FIBREGLASS FILTER VESSELS | ACCESSORIES FOR FIBRE GLASS VESSELS | JD502 | 4" Threaded plug |  | PCS |  | 159 | 182.85 | 318 | 60
FIBREGLASS FILTER VESSELS | ACCESSORIES FOR FIBRE GLASS VESSELS | JD504 | 4"-2.5" reducer |  | PCS |  | 175 | 201.25 | 350 | 60
FIBREGLASS FILTER VESSELS | ACCESSORIES FOR FIBRE GLASS VESSELS | VB1 | Vacuum breaker 1" BSPT |  | PCS |  | 125 | 143.75 | 250 | 60
FIBREGLASS FILTER VESSELS | RISER PIPE | RT101 | 3/4" riser tube 3m |  | PCS |  | 129 | 148.35 | 258 | 60
FIBREGLASS FILTER VESSELS | RISER PIPE | RT102 | 1" riser tube 3m |  | PCS |  | 139 | 159.85 | 278 | 60
FIBREGLASS FILTER VESSELS | RISER PIPE | 02030016 | 35" Canature riser pipe complete with bottom strainer |  | PCS |  | 150 | 172.5 | 300 | 60
FIBREGLASS FILTER VESSELS | RISER PIPE | 02030026 | 54" Canature riser pipe complete with bottom strainer |  | PCS |  | 170 | 195.5 | 340 | 60
FIBREGLASS FILTER VESSELS | RISER PIPE | 02030027 | 65" Canature riser pipe complete with bottom strainer |  | PCS |  | 180 | 207 | 360 | 60
FIBREGLASS FILTER VESSELS | ACCESSORIES FOR FIBRE GLASS VESSELS | 10337 | Complete flanged kit 6" for 30/36/48x72 vessel |  | PCS |  | 1980 | 2277 | 3960 | 61
FIBREGLASS FILTER VESSELS | ACCESSORIES FOR FIBRE GLASS VESSELS | 10928 | Top mount assembly for 30/36/48x72 vessel |  | PCS |  | 480 | 552 | 960 | 61
FIBREGLASS FILTER VESSELS | ACCESSORIES FOR FIBRE GLASS VESSELS | 10926-03 | Bottom mount 8 lateral assembly for 30x72 vessel |  | PCS |  | 1680 | 1932 | 3360 | 61
FIBREGLASS FILTER VESSELS | ACCESSORIES FOR FIBRE GLASS VESSELS | 10926-04 | Bottom mount 8 lateral assembly for 36x72 vessel |  | PCS |  | 1780 | 2047 | 3560 | 61
FIBREGLASS FILTER VESSELS | ACCESSORIES FOR FIBRE GLASS VESSELS | 10927-03 | Bottom mount 16 lateral assembly for 48x72 vessel |  | PCS |  | 4980 | 5727 | 9960 | 61
FIBREGLASS FILTER VESSELS | INLET / OUTLET FILTER HEAD | JD101 | Circular inlet 1", riser 3/4 |  | PCS |  | 179 | 205.85 | 358 | 61
FIBREGLASS FILTER VESSELS | INLET / OUTLET FILTER HEAD | JD102 | Circular inlet 1", riser 1" |  | PCS |  | 179 | 205.85 | 358 | 61
FIBREGLASS FILTER VESSELS | INLET / OUTLET FILTER HEAD | JD103 | Non circular inlet 1", riser 3/4 |  | PCS |  | 179 | 205.85 | 358 | 61
FIBREGLASS FILTER VESSELS | INLET / OUTLET FILTER HEAD | JD104 | Circular inlet 3/4", riser 3/4 |  | PCS |  | 179 | 205.85 | 358 | 61
FIBREGLASS FILTER VESSELS | INLET / OUTLET FILTER HEAD | JD105 | 4" Inlet/outlet filter head |  | PCS |  | 490 | 563.5 | 980 | 61
FILTRATION & SOFTENER | FILTRATION & SOFTENER VALVES | F67C1 | Runxin 2.5" automatic filtration valve |  | PCS |  | 2320 | 2668 | 4640 | 62
FILTRATION & SOFTENER | FILTRATION & SOFTENER VALVES | T-F67B1 | Transformer for F67C1 valve |  | PCS |  | 299 | 343.85 | 598 | 62
FILTRATION & SOFTENER | FILTRATION & SOFTENER VALVES | F63C3 | Runxin 2.5" softener valve |  | PCS |  | 2637 | 3032.55 | 5274 | 62
FILTRATION & SOFTENER | FILTRATION & SOFTENER VALVES | T-F63B3 | Transformer for F63C3 valve |  | PCS |  | 299 | 343.85 | 598 | 62
FILTRATION & SOFTENER | FILTRATION & SOFTENER VALVES | F73A | Runxin automatic duplex valve 3.5m3/h |  | PCS |  | 4960 | 5704 | 9920 | 62
FILTRATION & SOFTENER | FILTRATION & SOFTENER VALVES | F75A1 | Runxin 4" automatic filtration valve |  | PCS |  | 5044 | 5800.6 | 10088 | 62
FILTRATION & SOFTENER | FILTRATION & SOFTENER VALVES | T-F75A1 | Transformer for F75A1 valve |  | PCS |  | 599 | 688.85 | 1198 | 62
FILTRATION & SOFTENER | FILTRATION & SOFTENER VALVES | F74A1 | Runxin 4" Softener valve |  | PCS |  | 5072 | 5832.8 | 10144 | 62
FILTRATION & SOFTENER | FILTRATION & SOFTENER VALVES | F74A3 | Runxin 4" Softener meter valve |  | PCS |  | 5643 | 6489.45 | 11286 | 62
FILTRATION & SOFTENER | FILTRATION & SOFTENER VALVES | F77B1 | Runxin auto filtration valve |  | PCS |  | 11385 | 13092.75 | 22770 | 62
FILTRATION & SOFTENER | FILTRATION & SOFTENER VALVES | F77A3 | Runxin softner valve auto 18m3/h |  | PCS |  | 11600 | 13340 | 23200 | 62
FILTRATION & SOFTENER | FILTRATION & SOFTENER VALVES | F112B1 | Runxin auto filtration valve |  | PCS |  | 22660 | 26059 | 45320 | 62
FILTRATION & SOFTENER | FILTRATION & SOFTENER VALVES | F112A3 | Runxin auto softener valve |  | PCS |  | 27206 | 31286.9 | 54412 | 62
FILTRATION & SOFTENER | FILTRATION & SOFTENER VALVES | F135-50 | Runxin softener valve duplex 10m3/h with 50mm riser |  | PCS |  | 10486 | 12058.9 | 20972 | 62
FILTRATION & SOFTENER | FILTRATION & SOFTENER VALVES | BNT-111 | Manual filter valve 1" inlet/outlet |  | PCS |  | 590 | 678.5 | 1180 | 62
FILTRATION & SOFTENER | FILTRATION & SOFTENER VALVES | F64A1 | Manual softener valve with metal handle |  | PCS |  | 475 | 546.25 | 950 | 62
FILTRATION & SOFTENER | FILTRATION & SOFTENER VALVES | F56A1 | Runxin 2.5" manual backwash head |  | PCS |  | 400.2 | 460.23 | 800.4 | 62
FILTRATION & SOFTENER | FILTRATION & SOFTENER VALVES | F56D2 | Runxin 4" manual backwash head with plastic handle |  | PCS |  | 1520 | 1748 | 3040 | 62
BRINE TANKS & DOSING | BRINE & DOSING TANKS | PMC100LW | 100ltr Clear dosing tank |  | PCS |  | 1200 | 1380 | 2400 | 63
BRINE TANKS & DOSING | BRINE & DOSING TANKS | PMC100LB | 100ltr Blue dosing tank |  | PCS |  | 1200 | 1380 | 2400 | 63
BRINE TANKS & DOSING | BRINE & DOSING TANKS | BTR-100 | 100ltr Brine tank with well, grid & brine valve |  | PCS |  | 1324 | 1522.6 | 2648 | 63
BRINE TANKS & DOSING | BRINE & DOSING TANKS | BTR-200 | 200ltr Brine tank with well, grid & brine valve |  | PCS |  | 2622 | 3015.3 | 5244 | 63
BRINE TANKS & DOSING | BRINE & DOSING TANKS | BV434 | Brine valve |  | PCS |  | 355 | 408.25 | 710 | 63
BRINE TANKS & DOSING | BRINE & DOSING TANKS | BV444 | 44" Brine valve |  | PCS |  | 550 | 632.5 | 1100 | 63
BRINE TANKS & DOSING | BRINE & DOSING TANKS | JD454-1 | Brine valve set |  | PCS |  | 990 | 1138.5 | 1980 | 63
BRINE TANKS & DOSING | BRINE & DOSING TANKS | FT-BTR100 | Spare feet for brine grid for BTR-100 |  | PCS |  | 36 | 41.4 | 72 | 63
BRINE TANKS & DOSING | BRINE & DOSING TANKS | GRID-BTR-100 | Spare brine grid including feet for BTR-100 |  | PCS |  | 160 | 184 | 320 | 63
BRINE TANKS & DOSING | BRINE & DOSING TANKS | RUB-BTR100 | Spares rubber for lid BTR-100 |  | PCS |  | 12 | 13.8 | 24 | 63
BRINE TANKS & DOSING | BRINE & DOSING TANKS | GLDS-100 | Dosing system,100L tank,0.1kw mixer |  | PCS |  | 12974 | 14920.1 | 25948 | 63
BRINE TANKS & DOSING | STEEL VESSELS | Conn 12 | 20 x 33 |  | PCS |  | 0 | 0 |  | 64
BRINE TANKS & DOSING | STEEL VESSELS | Conn 12 S 500 | 20 x 53 |  | PCS |  | 0 | 0 |  | 64
BRINE TANKS & DOSING | STEEL VESSELS | Conn 12 S 1000 | 20 x 73 |  | PCS |  | 0 | 0 |  | 64
BRINE TANKS & DOSING | STEEL VESSELS | Conn 20 | 27 x 37 |  | PCS |  | 0 | 0 |  | 64
BRINE TANKS & DOSING | STEEL VESSELS | Conn 20 S 500 | 27 x 58 |  | PCS |  | 0 | 0 |  | 64
BRINE TANKS & DOSING | STEEL VESSELS | Conn 20 S 1000 | 27 x 77 |  | PCS |  | 0 | 0 |  | 64
BRINE TANKS & DOSING | STEEL VESSELS | Conn 40 | 38 x 45 |  | PCS |  | 0 | 0 |  | 64
BRINE TANKS & DOSING | STEEL VESSELS | Conn 60 | 38 x 65 |  | PCS |  | 0 | 0 |  | 64
BRINE TANKS & DOSING | STEEL VESSELS | Conn 80 | 38 x 86 |  | PCS |  | 0 | 0 |  | 64
BRINE TANKS & DOSING | STEEL VESSELS | Conn 120 | 48 x 60 |  | PCS |  | 0 | 0 |  | 64
BRINE TANKS & DOSING | STEEL VESSELS | Conn 120 | 48 x 76 |  | PCS |  | 0 | 0 |  | 64
BRINE TANKS & DOSING | STEEL VESSELS | Conn 120 | 48 x 92 |  | PCS |  | 0 | 0 |  | 64
BRINE TANKS & DOSING | COMPLETE WATER SOFTENERS | WC1035 | 10x35 vessel, 25lts resin, riser and strainers, digital valve, 100ltr brine tank with grid & brine valve. Flow rate 750lts/hr (max) |  | PCS |  | 6708 | 7714.2 | 13416 | 65
BRINE TANKS & DOSING | COMPLETE WATER SOFTENERS | WC1054 | 10x54 vessel, 42lts resin, riser and strainers, digital valve, 100ltr brine tank with grid & brine valve. Flow rate 1500lts/hr (max) |  | PCS |  | 8080.8 | 9292.92 | 16161.6 | 65
BRINE TANKS & DOSING | COMPLETE WATER SOFTENERS | WC1354 | 13x54 vessel, 70lts resin, riser and strainers, digital valve, 100ltr brine tank with grid & brine valve. Flow rate 2500lts/hr (max) |  | PCS |  | 9474.4 | 10895.56 | 18948.8 | 65
BRINE TANKS & DOSING | COMPLETE WATER SOFTENERS | WC1465 | 14x65 vessel, 100lts resin, riser and strainers, digital valve, 100ltr brine tank with grid & brine valve. Flow rate 3000lts/hr (max) |  | PCS |  | 11263.2 | 12952.68 | 22526.4 | 65
FLOW METERS & | PANEL MOUNT | Z3000 | 0.1-1.4lts/min Panel mount |  | PCS |  | 393.3 | 452.295 | 786.6 | 66
FLOW METERS & | PANEL MOUNT | Z3001 | 1-7lts/min Panel mount |  | PCS |  | 393.3 | 452.295 | 786.6 | 66
FLOW METERS & | PANEL MOUNT | Z3002 | 1.8-18lts/min Panel mount |  | PCS |  | 393.3 | 452.295 | 786.6 | 66
FLOW METERS & | PANEL MOUNT | Z3003 | 5-40lts/min Panel mount |  | PCS |  | 484.5 | 557.175 | 969 | 66
FLOW METERS & | PANEL MOUNT | Z3004 | 10-60lts/min Panel mount |  | PCS |  | 484.5 | 557.175 | 969 | 66
FLOW METERS & | INLINE ROTAMETERS | Z5615-1-10 | Rotameter, 1-10LPM, 1/2" BSP female thread |  | PCS |  | 1539 | 1769.85 | 3078 | 67
FLOW METERS & | INLINE ROTAMETERS | Z5615-1/2 | Rotameter, 3-30 LPM, 1/2" BSP female thread |  | PCS |  | 1539 | 1769.85 | 3078 | 67
FLOW METERS & | INLINE ROTAMETERS | Z5615-3/4" | Rotameter, 3-30LPM, 3/4" BSP male thread |  | PCS |  | 1539 | 1769.85 | 3078 | 67
FLOW METERS & | INLINE ROTAMETERS | Z5625 | Rotameter, 5-50LPM, 3/4" BSP female thread |  | PCS |  | 1653 | 1900.95 | 3306 | 67
FLOW METERS & | INLINE ROTAMETERS | Z5032 -5-50 | Rotameter, 5-50LPM, 1" BSP female thread |  | PCS |  | 1767 | 2032.05 | 3534 | 67
FLOW METERS & | INLINE ROTAMETERS | Z5625 8-80 F | Rotameter, 8-80LPM, 3/4" BSP female thread |  | PCS |  | 1778.4 | 2045.16 | 3556.8 | 67
FLOW METERS & | INLINE ROTAMETERS | Z5632 8-80 | Rotameter, 8-80LPM, 1" BSP female thread |  | PCS |  | 969 | 1114.35 | 1938 | 67
FLOW METERS & | INLINE ROTAMETERS | Z5032 | Rotameter, 10-100LPM, 1" BSP female thread, steel |  | PCS |  | 4058.4 | 4667.16 | 8116.8 | 67
FLOW METERS & | INLINE ROTAMETERS | Z5650-20-200 | Rotameter 20-200LPM (Glue) |  | PCS |  | 1653 | 1900.95 | 3306 | 67
FLOW METERS & | INLINE ROTAMETERS | Z5050-20-180 | Rotameter 20-180LPM (Glue) |  | PCS |  | 4058.4 | 4667.16 | 8116.8 | 67
FLOW METERS & | INLINE ROTAMETERS | Z5650-30-300 | Rotameter 30-300LPM (Glue) |  | PCS |  | 4058.4 | 4667.16 | 8116.8 | 67
FLOW METERS & | INLINE ROTAMETERS | Z5650-50-500 | Rotameter 50-500LPM (Glue) 63mm |  | PCS |  | 2280 | 2622 | 4560 | 67
FLOW METERS & | INLINE ROTAMETERS | Z5065-80-400 | Rotameter 80-400LPM 2 1/2" (Glue) |  | PCS |  | 4058.4 | 4667.16 | 8116.8 | 67
FLOW METERS & | INLINE ROTAMETERS | Z5650-80-800LPM | Rotameter 80-800LPM (Glue) 63mm |  | PCS |  | 2990 | 3438.5 | 5980 | 67
FLOW METERS & | INLINE ROTAMETERS | Z5065-200-1000 | Rotameter 200-1000LPM 2 1/2" Glue (75mm) |  | PCS |  | 2990 | 3438.5 | 5980 | 67
FLOW METERS & | INLINE ROTAMETERS | LZM-15Z1 | Rotameter 0.5-4LPM, without valve,1/2" BSP M |  | PCS |  | 393 | 451.95 | 786 | 67
FLOW METERS & | INLINE ROTAMETERS | LZM-15Z2 | Rotameter 1-11LPM, without valve 1/2" BSP M |  | PCS |  | 393 | 451.95 | 786 | 67
FLOW METERS & | INLINE ROTAMETERS | LZM-15ZT3 | Rotameter 2-18LPH, with regulating valve,2" BSP M |  | PCS |  | 590 | 678.5 | 1180 | 67
FLOW METERS & | INLINE ROTAMETERS | LZM-25ZT | Rotameter 5-35LPM, with regulating valve,1" BSP M |  | PCS |  | 625 | 718.75 | 1250 | 67
FLOW METERS & | DIGITAL FLOW METERS | KF510-10 | 0.1-1.8 m3/hr, 3/8" BSP 24V DC, 4-20mA pulse and 5m cable |  | PCS |  | 8718.72 | 10026.528 | 17437.44 | 68
FLOW METERS & | DIGITAL FLOW METERS | KF510-20 | 0.3-6m3/hr, 3/4" BSP 24V DC, 4-20mA pulse and 5m cable |  | PCS |  | 8937.6 | 10278.24 | 17875.2 | 68
FLOW METERS & | DIGITAL FLOW METERS | KF510-25 | 0.5-12m3/hr, 1" BSP 24V DC, 4-20mA pulse and 5m cable |  | PCS |  | 8937.6 | 10278.24 | 17875.2 | 68
FLOW METERS & | DIGITAL FLOW METERS | KF510-40 | 2-24M3/H 24VDC compact type 4-20mA/pulse |  | PCS |  | 9813.12 | 11285.088 | 19626.24 | 68
FLOW METERS & | DIGITAL FLOW METERS | KF510-50 | 4-40m3/hr, 2" BSP 24V DC, 4-20mA pulse and 5m cable |  | PCS |  | 9813.12 | 11285.088 | 19626.24 | 68
FLOW METERS & | DIGITAL FLOW METERS | KF510-65 | 6-60m3/hr, DIN 65 wafer 24V DC, 4-20mA pulse and 5m cable |  | PCS |  | 11856 | 13634.4 | 23712 | 68
FLOW METERS & | DIGITAL FLOW METERS | KF510-80 | 10-100m3/hr, DIN 80 wafer 24V DC, 4-20mA pulse and 5m cable |  | PCS |  | 12950.4 | 14892.96 | 25900.8 | 68
FLOW METERS & | DIGITAL FLOW METERS | KF510-100 | 15-150m3/hr, DIN 100 wafer 24V DC, 4-20mA pulse and 5m cable |  | PCS |  | 13424.64 | 15438.336 | 26849.28 | 68
FLOW METERS & | FLOWVIS FLOW METERS | 90020 | FlowVIS flow meter DN40 d 50mm with NRV |  | PCS |  | 3461 | 3980.15 | 6922 | 68
FLOW METERS & | FLOWVIS FLOW METERS | 90021 | FlowVIS flow meter DN50 d 63mm with NRV |  | PCS |  | 3461 | 3980.15 | 6922 | 68
FLOW METERS & | FLOWVIS FLOW METERS | 90022 | FlowVIS flowmeter DN80 d 90mm |  | PCS |  | 8182.14 | 9409.461 | 16364.28 | 68
FLOW METERS & | FLOWVIS FLOW METERS | 90023 | FlowVIS flowmeter DN100 d 110mm |  | PCS |  | 8893.62 | 10227.663 | 17787.24 | 68
FLOW METERS & | AIR DUFFUSERS | 70002 | Air diffuser length 1m 3m3/h connection 3/8"" |  | PCS |  | 3116 | 3583.4 | 6232 | 68
FLOW METERS & | AIR DUFFUSERS | 70008 | Air diffuser length 3m 9m3/h connection 1/2"" |  | PCS |  | 3828.5 | 4402.775 | 7657 | 68
FLOW METERS & | SH Meters | SHM-P-34 | Water Meter, Multi jet vane, plastic body, 3/4"male |  | PCS |  | 354 | 407.1 | 708 | 69
FLOW METERS & | SH Meters | SHM-P-1 | Water Meter, Multi jet vane, plastic body, 1” male |  | PCS |  | 414 | 476.1 | 828 | 69
STATIC MIXERS | STATIC MIXERS & ZPM | SK-68615 | Static mixer, DN15, 1/2", flow rate 0.4-1 m3/h |  | PCS |  | 485 | 557.75 | 970 | 70
STATIC MIXERS | STATIC MIXERS & ZPM | SK-68620 | Static mixer, DN20, 3/4", flow rate 0.6-1.8m3/h |  | PCS |  | 549 | 631.35 | 1098 | 70
STATIC MIXERS | STATIC MIXERS & ZPM | SK-68625 | Static mixer, DN25, 1", flow rate 1 - 3.2 m3/h |  | PCS |  | 615 | 707.25 | 1230 | 70
STATIC MIXERS | STATIC MIXERS & ZPM | SK-68632 | Static mixer, DN32, 1/14, flow rate ???? |  | PCS |  | 690 | 793.5 | 1380 | 70
STATIC MIXERS | STATIC MIXERS & ZPM | SK-68650 | Static mixer, DN50, 2", flow rate 3.5-20 m3/h |  | PCS |  | 1089 | 1252.35 | 2178 | 70
STATIC MIXERS | STATIC MIXERS & ZPM | SK-68680 | Static mixer, DN80, 3" flanged, flow rate15-80m3/h |  | PCS |  | 2820 | 3243 | 5640 | 70
STATIC MIXERS | STATIC MIXERS & ZPM | SK-686100 | Static mixer, DN100, 4" flanged |  | PCS |  | 3300 | 3795 | 6600 | 70
STATIC MIXERS | STATIC MIXERS & ZPM | ZPM30001 | Zeta Potential Mixer DN40-2/1.5"" |  | PCS |  | 3128.74 | 3598.051 | 6257.48 | 70
STATIC MIXERS | STATIC MIXERS & ZPM | ZPM30002 | Zeta Potential Mixer DN50-3/2" |  | PCS |  | 4634.84 | 5330.066 | 9269.68 | 70
STATIC MIXERS | STATIC MIXERS & ZPM | ZPM30003 | Zeta Potential Mixer DN50-2/2"" |  | PCS |  | 3223.28 | 3706.772 | 6446.56 | 70
STATIC MIXERS | STATIC MIXERS & ZPM | ZPM30005 | Zeta Potential Mixer DN80-3/3"" |  | PCS |  | 15312 | 17608.8 | 30624 | 70
STATIC MIXERS | STATIC MIXERS & ZPM | ZPM30006 | Zeta Potential Mixer DN 100 4"FL 3 finns |  | PCS |  | 17760.94 | 20425.081 | 35521.88 | 70
STATIC MIXERS | STATIC MIXERS & ZPM | ZPM30007 | Zeta Potential Mixer DN150 3/6" FL |  | PCS |  | 25781 | 29648.15 | 51562 | 70
AIR BLOWERS | DIGITAL FLOW METERS | ACO300A | Air blower, 190watt, 240 LPM max, 400mbar |  | PCS |  | 3995 | 4594.25 | 7990 | 71
AIR BLOWERS | DIGITAL FLOW METERS | ACO328 | Air blower, 50W, 70 LPM max, 300mbar |  | PCS |  | 2450 | 2817.5 | 4900 | 71
PRESSURE GAUGES | BOTTOM ENTRY PRESSURE GAUGES | Y630-4 | 0-4 Bar, 63mm, 1/4" bottom entry |  | PCS |  | 127.4 | 146.51 | 254.8 | 72
PRESSURE GAUGES | BOTTOM ENTRY PRESSURE GAUGES | Y630-0.6 | 0-6 Bar, 63mm, 1/4" bottom entry |  | PCS |  | 127.4 | 146.51 | 254.8 | 72
PRESSURE GAUGES | BOTTOM ENTRY PRESSURE GAUGES | Y630-10 | 0-10 Bar, 63mm, 1/4" bottom entry |  | PCS |  | 127.4 | 146.51 | 254.8 | 72
PRESSURE GAUGES | BOTTOM ENTRY PRESSURE GAUGES | Y630-0.16 | 0-16 Bar, 63mm, 1/4" bottom entry |  | PCS |  | 127.4 | 146.51 | 254.8 | 72
PRESSURE GAUGES | BOTTOM ENTRY PRESSURE GAUGES | Y630-25 | 0-25 Bar, 63mm, 1/4" bottom entry |  | PCS |  | 127.4 | 146.51 | 254.8 | 72
PRESSURE GAUGES | BOTTOM ENTRY PRESSURE GAUGES | Y630-100 | 0-100 Bar, 63mm, 1/4" bottom entry |  | PCS |  | 141.7 | 162.955 | 283.4 | 72
PRESSURE GAUGES | BACK ENTRY PRESSURE GAUGES | Y630-4B | 0-4 Bar, 63mm, 1/4" back entry |  | PCS |  | 127.4 | 146.51 | 254.8 | 72
PRESSURE GAUGES | BACK ENTRY PRESSURE GAUGES | Y630-6B | 0-6 Bar, 63mm, 1/4" back entry |  | PCS |  | 127.4 | 146.51 | 254.8 | 72
PRESSURE GAUGES | BACK ENTRY PRESSURE GAUGES | Y630-10B | 0-10 Bar, 63mm, 1/4" back entry |  | PCS |  | 127.4 | 146.51 | 254.8 | 72
PRESSURE GAUGES | BACK ENTRY PRESSURE GAUGES | Y630-16B | 0-16 Bar, 63mm, 1/4" back entry |  | PCS |  | 127.4 | 146.51 | 254.8 | 72
PRESSURE GAUGES | BACK ENTRY PRESSURE GAUGES | Y630-25B | 0-25 Bar, 63mm, 1/4" back entry |  | PCS |  | 127.4 | 146.51 | 254.8 | 72
PRESSURE GAUGES | BACK ENTRY PRESSURE GAUGES | Y630-100B | 0-100 Bar, 63mm, 1/4" back entry |  | PCS |  | 141.7 | 162.955 | 283.4 | 72
NEEDLE VALVES | HIGH PRESSURE STAINLESS STEEL NEEDLE VALVES | DN5 | High-pressure 316 stainless steel 1/4" needle valve |  | PCS |  | 490 | 563.5 | 980 | 73
NEEDLE VALVES | HIGH PRESSURE STAINLESS STEEL NEEDLE VALVES | DN9 | High-pressure 316 stainless steel 3/4" needle valve |  | PCS |  | 890 | 1023.5 | 1780 | 73
NEEDLE VALVES | HIGH PRESSURE STAINLESS STEEL NEEDLE VALVES | DN12 | High-pressure 316 stainless steel 1" needle valve |  | PCS |  | 1180 | 1357 | 2360 | 73
NEEDLE VALVES | HIGH PRESSURE STAINLESS STEEL NEEDLE VALVES | DN12-2 | High-pressure 316 stainless steel 2" needle valve |  | PCS |  | 3480 | 4002 | 6960 | 73
GLOBE VALVES | STAINLESS STEEL GLOBE VALVES | GV0012 | 1/2" Globe valve SS304 |  | PCS |  | 390 | 448.5 | 780 | 74
GLOBE VALVES | STAINLESS STEEL GLOBE VALVES | GV0034 | 3/4" Globe valve SS304 |  | PCS |  | 490 | 563.5 | 980 | 74
GLOBE VALVES | STAINLESS STEEL GLOBE VALVES | GV001 | 1" Globe valve SS304 |  | PCS |  | 690 | 793.5 | 1380 | 74
BALL VALVES | STAINLESS STEEL BALL VALVES | BV001 | Ball Valve SS316 DN25/1" |  | PCS |  | 630.5 | 725.075 | 1261 | 75
BALL VALVES | STAINLESS STEEL BALL VALVES | BV0112 | Ball Valve SS316 DN40/11/2" |  | PCS |  | 1306.5 | 1502.475 | 2613 | 75
BALL VALVES | STAINLESS STEEL BALL VALVES | BV002 | Ball Valve SS316 DN50/2" |  | PCS |  | 1920.1 | 2208.115 | 3840.2 | 75
CONTROLLERS & | CONDUCTIVITY METERS & CONTROLLERS | CCT-3320C | Conductivity controller only, 4-20mA, relay output |  | PCS |  | 2100 | 2415 | 4200 | 76
CONTROLLERS & | CONDUCTIVITY METERS & CONTROLLERS | CON1134-13 | Conductivity sensor,plastic,1.0cm-1 cell,5m cable |  | PCS |  | 890 | 1023.5 | 1780 | 76
CONTROLLERS & | CONDUCTIVITY METERS & CONTROLLERS | CON2136-13 | Conductivity sensor,graphic,10.0cm-1 cell,5m cable |  | PCS |  | 4597.455 | 5287.0733 | 9194.91 | 76
CONTROLLERS & | CONDUCTIVITY METERS & CONTROLLERS | CON3133-13 | Conductivity sensor, metal, 0.1cm-1 cell,5m cable |  | PCS |  | 1512.25 | 1739.0875 | 3024.5 | 76
CONTROLLERS & | CONDUCTIVITY METERS & CONTROLLERS | CON3134-14 | Conductivity sensor,metal,1.0cm-1 cell,5m cable |  | PCS |  | 1512.25 | 1739.0875 | 3024.5 | 76
CONTROLLERS & | CONDUCTIVITY METERS & CONTROLLERS | ROC-2015 | Reverse Osmosis Program Controller without probe |  | PCS |  | 966 | 1110.9 | 1932 | 76
CONTROLLERS & | CONDUCTIVITY METERS & CONTROLLERS | ROC-2315 | Single stage RO controller with probe range 0-2000 |  | PCS |  | 3359.685 | 3863.6377 | 6719.37 | 76
CONTROLLERS & | CONDUCTIVITY METERS & CONTROLLERS | ROC-8221 | Single stage RO Controller with 2 sensors |  | PCS |  | 6980 | 8027 | 13960 | 76
CONTROLLERS & | CONDUCTIVITY METERS & CONTROLLERS | CXB7000111 | eControl 1 with RX electrode |  | PCS |  | 7627 | 8771.05 | 15254 | 76
CONTROLLERS & | CONDUCTIVITY METERS & CONTROLLERS | CXB7000112 | eControl 1 with pH electrode |  | PCS |  | 10643 | 12239.45 | 21286 | 76
CONTROLLERS & | CONDUCTIVITY METERS & CONTROLLERS | OS3020-230 | Industrial RO PC controller |  | PCS |  | 12533.62 | 14413.663 | 25067.24 | 76
CONTROLLERS & | CONDUCTIVITY METERS & CONTROLLERS | SR25-1 | Conductivity probe for OS3020 |  | PCS |  | 2969 | 3414.35 | 5938 | 76
CONTROLLERS & | CONDUCTIVITY METERS & CONTROLLERS | SR25-1UH | Fitting to fit SR25-1 inline |  | PCS |  | 166.34 | 191.291 | 332.68 | 76
CONTROLLERS & | CONDUCTIVITY METERS & CONTROLLERS | SR25-5 | Conductivity probe C=0,5 |  | PCS |  | 2969 | 3414.35 | 5938 | 76
WATER TESTING | WATER QUALITY ELECTROLYZER | AC2-02 | Water quality electrolyser |  | PCS |  | 124.425 | 143.0888 | 248.85 | 77
WATER TESTING | TDS METER | EZ9901 | pH ,TDS and Temp meter |  | PCS |  | 1168 | 1343.2 | 2336 | 77
WATER TESTING | TDS METER | PH-6 | pH meter range 0.00-14.00 pH |  | PCS |  | 449 | 516.35 | 898 | 77
WATER TESTING | TDS METER | TDS-3 | TDS meter range 0-9990ppm |  | PCS |  | 340 | 391 | 680 | 77
WATER TESTING | TEST STRIPS | 2755250 | Hach 5 in 1 test strips (50pcs) |  | PCS |  | 788.5 | 906.775 | 1577 | 77
PUMPS | DOMESTIC RO PUMPS | RO-102P | Standard pump for domestic RO-102 |  | PCS |  | 622 | 715.3 | 1244 | 78
PUMPS | DOMESTIC RO PUMPS | RO-102T | Transformer for above |  | PCS |  | 218 | 250.7 | 436 | 78
PUMPS | DOMESTIC RO PUMPS | FE-115P | LF-30L Standard pump for domestic FE-125 |  | PCS |  | 451.02 | 518.673 | 902.04 | 78
PUMPS | DOMESTIC RO PUMPS | FE-115T | Transformer 24V/220V/1.2A for above |  | PCS |  | 136.305 | 156.7508 | 272.61 | 78
PUMPS | DOMESTIC RO PUMPS | RO-116P | High flow pump for domestic RO-116 |  | PCS |  | 1161.18 | 1335.357 | 2322.36 | 78
PUMPS | DOMESTIC RO PUMPS | RO-116T | Transformer for above |  | PCS |  | 502 | 577.3 | 1004 | 78
PUMPS | DOMESTIC RO PUMPS | FE300-600P | HF-50L double head pump for domestic FE-300PD |  | PCS |  | 1191 | 1369.65 | 2382 | 78
PUMPS | DOMESTIC RO PUMPS | FE-300T | Transformers 36V/220V/2A for FE-300P |  | PCS |  | 469 | 539.35 | 938 | 78
PUMPS | DOMESTIC RO PUMPS | FE-600P | HF-600 double head pump for domestic FE-600PD |  | PCS |  | 1345.835 | 1547.7103 | 2691.67 | 78
PUMPS | DOMESTIC RO PUMPS | FE-600T | Transformer 48V/220V/5A for FE-600PD |  | PCS |  | 1055 | 1213.25 | 2110 | 78
PUMPS | DOMESTIC RO PUMPS | CE8-115P | UP-6000 pump 24V DC for CE8 |  | PCS |  | 1000.65 | 1150.7475 | 2001.3 | 78
PUMPS | DOMESTIC RO PUMPS | CE8-115T | Transformer for UP-6000 220V/24V 1A |  | PCS |  | 804 | 924.6 | 1608 | 78
PUMPS | DOMESTIC RO PUMPS | CE5-300P | UP-9100 pump 24V DC for CE5 |  | PCS |  | 1596 | 1835.4 | 3192 | 78
PUMPS | DOMESTIC RO PUMPS | CE5-300T | Transformer for UP-9100 220V/24V 4.2A |  | PCS |  | 1223 | 1406.45 | 2446 | 78
PUMPS | DOMESTIC RO PUMPS | DP-8369 | Karofi Dauer-8369 pump, 1.8LPM, 24VDC, 0,34A |  | PCS |  | 452 | 519.8 | 904 | 78
PUMPS | DOMESTIC RO PUMPS | DP-837T | Karofi transformer for 8369 24V, AC220V, 1.5A |  | PCS |  | 150 | 172.5 | 300 | 78
PUMPS | HIGH PRESSURE & RO SPECIFIC PUMPS | CDMF3-15 | CDMF Pump SS304 1.5KW, 220V/50HZ/1PH FOR LPRO1500 & LPRO3000 |  | PCS |  | 10000 | 11500 | 20000 | 79
PUMPS | HIGH PRESSURE & RO SPECIFIC PUMPS | CDMF3-16 | CDMF Pump SS304 1.5KW, 220V/50HZ/1PH FOR LPRO6000 |  | PCS |  | 10500 | 12075 | 21000 | 79
PUMPS | HIGH PRESSURE & RO SPECIFIC PUMPS | CDMF3-18 | CDMF Pump SS304 2,2KW, 380V/50HZ/3PH FOR LPRO9000 |  | PCS |  | 11500 | 13225 | 23000 | 79
PUMPS | HIGH PRESSURE & RO SPECIFIC PUMPS | CDMF5-17 | CDMF pump SS304, 3KW, 380V50HZ/3PH, for LPRO12000 |  | PCS |  | 13000 | 14950 | 26000 | 79
PUMPS | HIGH PRESSURE & RO SPECIFIC PUMPS | CDMF5-18 | CDMF pump SS304, 3KW, 380V50HZ/3PH, for LPRO18000 |  | PCS |  | 13250 | 15237.5 | 26500 | 79
PUMPS | BOOSTING PUMPS FOR DOMESTIC APPLICATIONS | SCALA2 | All-in-one pressure boosting pump for domestic applications |  | PCS |  | 11838 | 13613.7 | 23676 | 79
PUMPS | BOOSTING PUMPS FOR DOMESTIC APPLICATIONS | ASP550Z | Seakoo ASP-Z intelligent booster pump |  | PCS |  | 2084.35 | 2397.0025 | 4168.7 | 79
PUMPS | SEAKOO PUMPS | JET60 | Seakoo self priming jet pump,0.37kw/220V/50Hz |  | PCS |  | 1419.13 | 1631.9995 | 2838.26 | 80
PUMPS | SEAKOO PUMPS | JET100 | Seakoo self priming jet pump 0,75Kw/1HP 220V 50Hz |  | PCS |  | 1788.7 | 2057.005 | 3577.4 | 80
PUMPS | SEAKOO PUMPS | JET150 | Seakoo self priming jet pump,1.1kw/1.5HP/220V/50Hz |  | PCS |  | 2010.475 | 2312.0462 | 4020.95 | 80
PUMPS | SEAKOO PUMPS | QB60 | Seakoo self priming peripheral pump0.37kw,220V50Hz |  | PCS |  | 864.78 | 994.497 | 1729.56 | 80
PUMPS | SEAKOO PUMPS | SPV750F | Seakoo S/S Submersible pump,0.75kw/1HP,220V/50Hz |  | PCS |  | 2697.83 | 3102.5045 | 5395.66 | 80
PUMPS | HIGH-PRESSURE VANE PUMPS FOR RO | PRG4ASX | Maxipump 400l/h SS |  | PCS |  | 2031 | 2335.65 | 4062 | 81
PUMPS | HIGH-PRESSURE VANE PUMPS FOR RO | PRG7ASXP | Maxipump 700L/H SS |  | PCS |  | 3605 | 4145.75 | 7210 | 81
PUMPS | HIGH-PRESSURE VANE PUMPS FOR RO | PRG10ASXP | Maxipump 1080 L/H SS |  | PCS |  | 3807 | 4378.05 | 7614 | 81
PUMPS | HIGH-PRESSURE VANE PUMPS FOR RO | PRG7ASX | Maxipump SS Pump and motor, 700L/H |  | PCS |  | 6618 | 7610.7 | 13236 | 81
PUMPS | HIGH-PRESSURE VANE PUMPS FOR RO | PRG10ASX | Maxipump SS Pump and motor, 1080L/H |  | PCS |  | 7139 | 8209.85 | 14278 | 81
PUMPS | HIGH-PRESSURE VANE PUMPS FOR RO | PRG 7 MOTOR | Motor for the PRG7 pump 700L/H |  | PCS |  | 3343 | 3844.45 | 6686 | 81
PUMPS | HIGH-PRESSURE VANE PUMPS FOR RO | PRG 10 MOTOR | Motor for the PRG10 pump 1080L/H |  | PCS |  | 3963 | 4557.45 | 7926 | 81
PUMPS | DOSING PUMPS | PKX0103801 | Etatron dosing pump PKX 0507 |  | PCS |  | 3416 | 3928.4 | 6832 | 82
PUMPS | DOSING PUMPS | PLX360385E-EKPH | Etatron DLX pH dosing pump & pH probe kit |  | PCS |  | 15179 | 17455.85 | 30358 | 82
PUMPS | DOSING PUMPS | PLX360385E-EKRX | Etatron DLX pH dosing pump & RX probe kit |  | PCS |  | 15179 | 17455.85 | 30358 | 82
PUMPS | DOSING PUMPS | ATU0008201 | 4x6mm PVC suction tube (soft clear PVC tube) |  | PCS |  | 44.1 | 50.715 | 88.2 | 82
PUMPS | DOSING PUMPS | ATU0008301 | 4x6mm PE delivery tube (Polyethylene tube) |  | PCS |  | 32.5 | 37.375 | 65 | 82
PUMPS | DOSING PUMPS | SCO0003501 | Ph electrode kit - DLX |  | PCS |  | 3525 | 4053.75 | 7050 | 82
PUMPS | PUMP FLOAT SWITCH, CONTROLLERS AND VALVES | PC-8A | Float switch with 6m heavy-duty cable & cable weight |  | PCS |  | 261 | 300.15 | 522 | 83
PUMPS | PUMP FLOAT SWITCH, CONTROLLERS AND VALVES | PW-01M | Pump control box, with float switch230V 50Hz 1phase |  | PCS |  | 805 | 925.75 | 1610 | 83
PUMPS | PUMP FLOAT SWITCH, CONTROLLERS AND VALVES | PW-01 | Pump control box, float switch380V 0.75-4kw 3phase |  | PCS |  | 997.8 | 1147.47 | 1995.6 | 83
PUMPS | PUMP FLOAT SWITCH, CONTROLLERS AND VALVES | PC10 | Pressure controller,230V, 10A, 1" male, max 10 bar |  | PCS |  | 343 | 394.45 | 686 | 83
PUMPS | PUMP FLOAT SWITCH, CONTROLLERS AND VALVES | PC10P | Pressure controller 230V,16A, 1 1/4" male max10bar |  | PCS |  | 558 | 641.7 | 1116 | 83
PUMPS | PUMP FLOAT SWITCH, CONTROLLERS AND VALVES | PC13A | Pressure control, with gauge,230V,10A,1" M, 10 bar |  | PCS |  | 343 | 394.45 | 686 | 83
PUMPS | PUMP FLOAT SWITCH, CONTROLLERS AND VALVES | PC-58 | Pump controller, settable digital display,1.1kw220V |  | PCS |  | 690 | 793.5 | 1380 | 83
PUMPS | PUMP FLOAT SWITCH, CONTROLLERS AND VALVES | PC-58P | Pump controller, settable digital display,2.2kw220V |  | PCS |  | 790 | 908.5 | 1580 | 83
PUMPS | PUMP FLOAT SWITCH, CONTROLLERS AND VALVES | PCB-PC10 | PC Board for PC10 |  | PCS |  | 209.04 | 240.396 | 418.08 | 83
PUMPS | PUMP FLOAT SWITCH, CONTROLLERS AND VALVES | PCB-PC10P | PC Board for PC10P |  | PCS |  | 292.655 | 336.5532 | 585.31 | 83
PUMPS | PUMP FLOAT SWITCH, CONTROLLERS AND VALVES | PCB-PC13A | PC Board for PC13A |  | PCS |  | 209.04 | 240.396 | 418.08 | 83
PUMPS | PUMP FLOAT SWITCH, CONTROLLERS AND VALVES | PCB-PC58 | PC Board for PC-58 (1.1kw) |  | PCS |  | 317.745 | 365.4067 | 635.49 | 83
PUMPS | PUMP FLOAT SWITCH, CONTROLLERS AND VALVES | PCB-PC58P | PC Board for PC-58P ( 2.2kw) |  | PCS |  | 363.74 | 418.301 | 727.48 | 83
PUMPS | PUMP FLOAT SWITCH, CONTROLLERS AND VALVES | AD-02M | Pump controller, VFD,1.5kw,1phase, direct to pump |  | PCS |  | 1960 | 2254 | 3920 | 83
PUMPS | PUMP FLOAT SWITCH, CONTROLLERS AND VALVES | AD-03M | Pump controller, VFD,0.75kw,1phase, direct to pump |  | PCS |  | 1912 | 2198.8 | 3824 | 83
PUMPS | PUMP FLOAT SWITCH, CONTROLLERS AND VALVES | AD-10M | Pump controller, VFD,1.5kw,1phase, external drive |  | PCS |  | 3260 | 3749 | 6520 | 83
PUMPS | PUMP FLOAT SWITCH, CONTROLLERS AND VALVES | 5-WAY-SS | 5-way pump connector, stainless steel, 1" |  | PCS |  | 271 | 311.65 | 542 | 83
PUMPS | PUMP FLOAT SWITCH, CONTROLLERS AND VALVES | PC-2 | Pressure switch, settable, 1/4" male,50-70psi |  | PCS |  | 121 | 139.15 | 242 | 83
PUMPS | PUMP FLOAT SWITCH, CONTROLLERS AND VALVES | PC-2 40-60 | Pressure switch, settable,1/4"male,40-60 psi |  | PCS |  | 121 | 139.15 | 242 | 83
PUMPS | PUMP FLOAT SWITCH, CONTROLLERS AND VALVES | PC-2 70-100 | Pressure switch, settable,1/4"male, 70-100psi |  | PCS |  | 121 | 139.15 | 242 | 83
PUMPS | PUMP FLOAT SWITCH, CONTROLLERS AND VALVES | PC-2B 40-60 | Pressure switch, 5way valve with gauge, 40-60psi |  | PCS |  | 290 | 333.5 | 580 | 83
PUMPS | PUMP FLOAT SWITCH, CONTROLLERS AND VALVES | PC-2B 50-70 | Pressure switch, 5way valve with gauge, 50-70psi |  | PCS |  | 290 | 333.5 | 580 | 83
PUMPS | PUMP FLOAT SWITCH, CONTROLLERS AND VALVES | PC-3A | Pressure switch,fixed,1/4"conn,male NPT, 2.2-3bar |  | PCS |  | 98 | 112.7 | 196 | 83
PUMPS | PUMP FLOAT SWITCH, CONTROLLERS AND VALVES | PC-9 | Pressure switch,settable,1/4"conn,maleNPT,40-60psi |  | PCS |  | 190 | 218.5 | 380 | 83
INDUSTRIAL CONTROLS | STAINLESS STEEL SOLENOID VALVES | ZS1DF02E4D16 | Sanlixin 1/2" NC 220V solenoid valve SS304, BSP |  | PCS |  | 817.375 | 939.9813 | 1634.75 | 84
INDUSTRIAL CONTROLS | STAINLESS STEEL SOLENOID VALVES | ZS1DF02E4E20 | Sanlixin 3/4" NC 220V solenoid valve, SS304, BSP |  | PCS |  | 913.535 | 1050.5653 | 1827.07 | 84
INDUSTRIAL CONTROLS | STAINLESS STEEL SOLENOID VALVES | ZS1DF02E4G25 | Sanlixin 1" NC 220V solenoid valve, SS304, BSP |  | PCS |  | 1250.09 | 1437.6035 | 2500.18 | 84
INDUSTRIAL CONTROLS | STAINLESS STEEL SOLENOID VALVES | ZS1DF02E4J40 | Sanlixin 1 1/2" NC 220V solenoid valve, SS304, BSP |  | PCS |  | 2355.97 | 2709.3655 | 4711.94 | 84
INDUSTRIAL CONTROLS | STAINLESS STEEL SOLENOID VALVES | ZS1DF02E4K50 | Sanlixin 2" NC 220V solenoid valve, SS304, BSP |  | PCS |  | 3365.665 | 3870.5147 | 6731.33 | 84
MEDIA | FILTRATION MEDIA, RESINS, SILIPHOS, SOFTENER SALT | AFM10000 | AFM Filter media 0.25-0.5mm (grade 0) |  | 25KG |  | 588 | 676.2 | 1176 | 85
MEDIA | FILTRATION MEDIA, RESINS, SILIPHOS, SOFTENER SALT | AFM10001 | AFM Filter media 0.5-1.0mm (grade 1) |  | 25KG |  | 588 | 676.2 | 1176 | 85
MEDIA | FILTRATION MEDIA, RESINS, SILIPHOS, SOFTENER SALT | AFM10002 | AFM Filter media 1.0-2.0mm (grade 2) |  | 25KG |  | 588 | 676.2 | 1176 | 85
MEDIA | FILTRATION MEDIA, RESINS, SILIPHOS, SOFTENER SALT | AFM10003 | AFM Filter media 2.0-4.0mm (grade 3) |  | 25KG |  | 588 | 676.2 | 1176 | 85
MEDIA | FILTRATION MEDIA, RESINS, SILIPHOS, SOFTENER SALT | AFMNG10005 | AFM NG Filter media 0.4–0.8mm (grade 1) |  | 25KG |  | 588 | 676.2 | 1176 | 85
MEDIA | FILTRATION MEDIA, RESINS, SILIPHOS, SOFTENER SALT | AFMNG10006 | AFM NG Filter media 0.7-2.0mm (grade 2) |  | 25KG |  | 588 | 676.2 | 1176 | 85
MEDIA | FILTRATION MEDIA, RESINS, SILIPHOS, SOFTENER SALT | DGS11001 | Dryden glass sand grade 1, 0.3mm-1.0mm |  | 25KG |  | 350 | 402.5 | 700 | 85
MEDIA | FILTRATION MEDIA, RESINS, SILIPHOS, SOFTENER SALT | DGS11002 | Dryden glass sand grade 2, 0.8mm-2.0mm |  | 25KG |  | 350 | 402.5 | 700 | 85
MEDIA | FILTRATION MEDIA, RESINS, SILIPHOS, SOFTENER SALT | GAC12X40 | Indocarb coconut shell based activated carbon 12x40 mesh |  | 1KG |  | 59.4 | 68.31 | 118.8 | 85
MEDIA | FILTRATION MEDIA, RESINS, SILIPHOS, SOFTENER SALT | CATALYTIC CARB | Catalytic carbon |  | 30Lt |  | 4800 | 5520 | 9600 | 85
MEDIA | FILTRATION MEDIA, RESINS, SILIPHOS, SOFTENER SALT | ANTHRACITE | Anthracite |  | 1KG |  | 15.8 | 18.17 | 31.6 | 85
MEDIA | FILTRATION MEDIA, RESINS, SILIPHOS, SOFTENER SALT | GARNET | Garnet 0.3 - 0.5 mm |  | 1KG |  | 23 | 26.45 | 46 | 85
MEDIA | FILTRATION MEDIA, RESINS, SILIPHOS, SOFTENER SALT | MADDOX | Maddox 1-3mm |  | 1KG |  | 58.8 | 67.62 | 117.6 | 85
MEDIA | FILTRATION MEDIA, RESINS, SILIPHOS, SOFTENER SALT | AQUASTAB | Aquastab |  | 1KG |  | 4.35 | 5.0025 | 8.7 | 85
MEDIA | FILTRATION MEDIA, RESINS, SILIPHOS, SOFTENER SALT | BIRM | Birm |  | 18KG |  | 1189 | 1367.35 | 2378 | 85
MEDIA | FILTRATION MEDIA, RESINS, SILIPHOS, SOFTENER SALT | KATALOX | Katalox light |  | 30KG |  | 1832 | 2106.8 | 3664 | 85
MEDIA | FILTRATION MEDIA, RESINS, SILIPHOS, SOFTENER SALT | DMI-65 | Filter media |  | 1KG |  | 762 | 876.3 | 1524 | 86
MEDIA | FILTRATION MEDIA, RESINS, SILIPHOS, SOFTENER SALT | PHFIX | Ph correction media, Calcite |  | 25KG |  | 426 | 489.9 | 852 | 86
MEDIA | FILTRATION MEDIA, RESINS, SILIPHOS, SOFTENER SALT | KDF | KDF 55 process medium |  | 1KG |  | 416 | 478.4 | 832 | 86
MEDIA | FILTRATION MEDIA, RESINS, SILIPHOS, SOFTENER SALT | SILIPHOS | Siliphos |  | 1KG |  | 145 | 166.75 | 290 | 86
MEDIA | FILTRATION MEDIA, RESINS, SILIPHOS, SOFTENER SALT | WCSA-GY-AL-21 | Alkaline ceramic balls |  | 1KG |  | 95 | 109.25 | 190 | 86
MEDIA | FILTRATION MEDIA, RESINS, SILIPHOS, SOFTENER SALT | WCSA-GY-MC30 | Magnesium mineral balls |  | 1KG |  | 245 | 281.75 | 490 | 86
MEDIA | FILTRATION MEDIA, RESINS, SILIPHOS, SOFTENER SALT | C180-18 | Polymex Softening resin |  | 1Ltr |  | 33.5 | 38.525 | 67 | 86
MEDIA | FILTRATION MEDIA, RESINS, SILIPHOS, SOFTENER SALT | C100E | Softening resin |  | 1Ltr |  | 0 | 0 |  | 86
MEDIA | FILTRATION MEDIA, RESINS, SILIPHOS, SOFTENER SALT | PPA400 | Anion resin |  | 1Ltr |  | 0 | 0 |  | 86
MEDIA | FILTRATION MEDIA, RESINS, SILIPHOS, SOFTENER SALT | PPC100H | Cation resin |  | 1Ltr |  | 0 | 0 |  | 86
MEDIA | FILTRATION MEDIA, RESINS, SILIPHOS, SOFTENER SALT | A860S | Colour removal resin |  | 1Ltr |  | 0 | 0 |  | 86
MEDIA | FILTRATION MEDIA, RESINS, SILIPHOS, SOFTENER SALT | PMB101-3 | Mixed Bed resin |  | 1Ltr |  | 93.25 | 107.2375 | 186.5 | 86
MEDIA | FILTRATION MEDIA, RESINS, SILIPHOS, SOFTENER SALT | MB400 | Mixed Bed resin |  | 1Ltr |  | 0 | 0 |  | 86
MEDIA | FILTRATION MEDIA, RESINS, SILIPHOS, SOFTENER SALT | SSALT | Softener Salt |  | 10KG |  | 154 | 177.1 | 308 | 86
MEDIA | FILTRATION MEDIA, RESINS, SILIPHOS, SOFTENER SALT | FGSALT | Food Grade Softener Salt |  | 10KG |  | 193 | 221.95 | 386 | 86
DOMESTIC REVERSE | PURICOM MEMBRANE | CE3012-300 | 300GPD membrane to fit Puricom housing |  | PCS |  | 1533 | 1762.95 | 3066 | 87
DOMESTIC REVERSE | PURICOM MEMBRANE | CE5-ADAPTOR | Plastic adaptor for 3012 RO housing |  | PCS |  | 21 | 24.15 | 42 | 87
DOMESTIC REVERSE | PURICOM MEMBRANE | CE3012-400 | 400GPD membrane for CE-6 |  | PCS |  | 1705 | 1960.75 | 3410 | 87
DOMESTIC REVERSE | FLUXTEC MEMBRANE | TW2012-200 | 200GPD membrane |  | PCS |  | 1008 | 1159.2 | 2016 | 87
DOMESTIC REVERSE | FLUXTEC MEMBRANE | TW2412-300 | 300GPD membrane for Fluxtec RO |  | PCS |  | 1323 | 1521.45 | 2646 | 87
DOMESTIC REVERSE | SOLEWATER MEMBRANE | FTR06-1 | 300GPD membrane for Sole Water RO |  | PCS |  | 1323 | 1521.45 | 2646 | 87
MEMBRANES | REVERSE OSMOSIS MEMBRANES | WCSA-1812-50 | WCSA 50gal RO membrane |  | PCS |  | 189 | 217.35 | 378 | 88
MEMBRANES | REVERSE OSMOSIS MEMBRANES | WCSA-1812-75 | WCSA 75gal RO membrane |  | PCS |  | 199 | 228.85 | 398 | 88
MEMBRANES | REVERSE OSMOSIS MEMBRANES | WCSA-2012-100 | WCSA 100gal RO membrane |  | PCS |  | 239 | 274.85 | 478 | 88
MEMBRANES | REVERSE OSMOSIS MEMBRANES | WCSA-ULP2540 | WCSA Ultra Low Pressure 2.5" RO membrane |  | PCS |  | 1780 | 2047 | 3560 | 88
MEMBRANES | REVERSE OSMOSIS MEMBRANES | WCSA-ULP4040 | WCSA Ultra Low Pressure 4" RO membrane |  | PCS |  | 2480 | 2852 | 4960 | 88
MEMBRANES | REVERSE OSMOSIS MEMBRANES | WCSA-BW4040 | WCSA Brackish Water 4" RO membrane |  | PCS |  | 2985 | 3432.75 | 5970 | 88
MEMBRANES | REVERSE OSMOSIS MEMBRANES | WCSA-FR4040 | WCSA Fouling Resistant 4" RO membrane |  | PCS |  | 3690 | 4243.5 | 7380 | 88
MEMBRANES | REVERSE OSMOSIS MEMBRANES | WCSA-SW-2540 | WCSA Sea Water 2.5" RO membrane |  | PCS |  | 3800 | 4370 | 7600 | 88
MEMBRANES | REVERSE OSMOSIS MEMBRANES | WCSA-SW-4040 | WCSA Sea Water 4" RO membrane |  | PCS |  | 4800 | 5520 | 9600 | 88
MEMBRANES | REVERSE OSMOSIS MEMBRANES | WCSA-BW-400 | WCSA Brackish Water 8" RO membrane |  | PCS |  | 8300 | 9545 | 16600 | 88
MEMBRANES | REVERSE OSMOSIS MEMBRANES | WCSA-FR11-8040 | WCSA Fouling Resistant 8"RO membrane |  | PCS |  | 8995 | 10344.25 | 17990 | 88
FILMTECH MEMBRANES | TAP WATER MEMBRANES | TW30-1812-50 | Filmtec TW30-1812-50 membrane |  | PCS |  | 0 | 0 |  | 89
FILMTECH MEMBRANES | TAP WATER MEMBRANES | BW60-1812-75 | Filmtec BW60-1812-75 membrane |  | PCS |  | 0 | 0 |  | 89
FILMTECH MEMBRANES | TAP WATER MEMBRANES | TW30-1812-100 | Filmtec TW30-1812-100 membrane |  | PCS |  | 0 | 0 |  | 89
FILMTECH MEMBRANES | TAP WATER MEMBRANES | TW60-1812-75 | Filmtec Aqualast 75GPD membrane |  | PCS |  | 0 | 0 |  | 89
FILMTECH MEMBRANES | TAP WATER MEMBRANES | TW30-2514 | Filmtec TW30-2514 membrane |  | PCS |  | 0 | 0 |  | 89
FILMTECH MEMBRANES | TAP WATER MEMBRANES | TW30-2521 | Filmtec TW30-2521 membrane |  | PCS |  | 0 | 0 |  | 89
FILMTECH MEMBRANES | TAP WATER MEMBRANES | TW30-2540 | Filmtec TW30-2540 membrane |  | PCS |  | 0 | 0 |  | 89
FILMTECH MEMBRANES | TAP WATER MEMBRANES | TW30-4040 | Filmtec TW30-4040 membrane |  | PCS |  | 0 | 0 |  | 89
FILMTECH MEMBRANES | TAP WATER MEMBRANES | TW30-4021 | Filmtec TW30 4021 membrane |  | PCS |  | 0 | 0 |  | 89
FILMTECH MEMBRANES | XTRA LOW ENERGEY MEMBRANES | XLE-2521 | Filmtec XLE-2521 membrane |  | PCS |  | 0 | 0 |  | 90
FILMTECH MEMBRANES | XTRA LOW ENERGEY MEMBRANES | XLE-2540 | Filmtec XLE-2540 membrane |  | PCS |  | 0 | 0 |  | 90
FILMTECH MEMBRANES | XTRA LOW ENERGEY MEMBRANES | XLE4021 | Filmtec XLE-4021 membrane |  | PCS |  | 0 | 0 |  | 90
FILMTECH MEMBRANES | XTRA LOW ENERGEY MEMBRANES | XLE PRO-4040 | Filmtec XLE PRO-4040 membrane |  | PCS |  | 0 | 0 |  | 90
FILMTECH MEMBRANES | XTRA LOW ENERGEY MEMBRANES | XLE440 | Filmtec XLE-440 membrane |  | PCS |  | 0 | 0 |  | 90
FILMTECH MEMBRANES | LARGE COMMERCIAL LOW ENERGY | LC HR-4040 | Filmtec LC HR-4040 membrane |  | PCS |  | 0 | 0 |  | 90
FILMTECH MEMBRANES | LARGE COMMERCIAL LOW ENERGY | LC LE-PRO4040 | Filmtec LCLE PRO-4040 membrane |  | PCS |  | 0 | 0 |  | 90
FILMTECH MEMBRANES | LARGE COMMERCIAL LOW ENERGY | LCHF-4040 | Filmtec LCHF-4040 membrane |  | PCS |  | 0 | 0 |  | 90
FILMTECH MEMBRANES | BRACKISH WATER MEMBRANES | BW30 PRO-2540 | Filmtec BW30-2540 membrane |  | PCS |  | 0 | 0 |  | 91
FILMTECH MEMBRANES | BRACKISH WATER MEMBRANES | BW30 PRO-4040 | Filmtec BW30-4040 membrane |  | PCS |  | 0 | 0 |  | 91
FILMTECH MEMBRANES | BRACKISH WATER MEMBRANES | BW30-356 | Filmtec BW30-365 membrane |  | PCS |  | 0 | 0 |  | 91
FILMTECH MEMBRANES | BRACKISH WATER MEMBRANES | BW30FR-365 | Filmtec BW30FR-365 membrane |  | PCS |  | 0 | 0 |  | 91
FILMTECH MEMBRANES | BRACKISH WATER MEMBRANES | BW30 PRO-400 | Filmtec BW30 PRO-400 membrane |  | PCS |  | 0 | 0 |  | 91
FILMTECH MEMBRANES | BRACKISH WATER MEMBRANES | BW30-400/34i | Filmtec BW30-400/34i membrane |  | PCS |  | 0 | 0 |  | 91
FILMTECH MEMBRANES | BRACKISH WATER MEMBRANES | BW30FR-400 | Filmtec BW30FR-400 membrane |  | PCS |  | 0 | 0 |  | 91
FILMTECH MEMBRANES | BRACKISH WATER MEMBRANES | BW30HR-440 | Filmtec BW30HR-440 membrane |  | PCS |  | 0 | 0 |  | 91
FILMTECH MEMBRANES | BRACKISH WATER MEMBRANES | BW30HR-440i | Filmtec BW30HR-440i membrane |  | PCS |  | 0 | 0 |  | 91
FILMTECH MEMBRANES | BRACKISH WATER MEMBRANES | BW30XFR-400/34 | Filmtec BW30XFR-400/34 membrane |  | PCS |  | 0 | 0 |  | 91
FILMTECH MEMBRANES | BRACKISH WATER MEMBRANES | BW30XFR-400/34i | Filmtec BW30XFR-400/34i membrane |  | PCS |  | 0 | 0 |  | 91
FILMTECH MEMBRANES | BRACKISH WATER MEMBRANES | BW30XFRLE-400/34 | Filmtec BW30XFRLE-400/34 membrane |  | PCS |  | 0 | 0 |  | 91
FILMTECH MEMBRANES | BRACKISH WATER MEMBRANES | BW30XFRLE-400/34i | Filmtec BW30XFRLE-400/34i membrane |  | PCS |  | 0 | 0 |  | 91
FILMTECH MEMBRANES | ECO-PRO MEMBRANES | ECO PRO400 | Filmtec ECO PRO-400 membrane |  | PCS |  | 0 | 0 |  | 92
FILMTECH MEMBRANES | ECO-PRO MEMBRANES | ECO PRO-440 | Filmtec ECO PRO-440 membrane |  | PCS |  | 0 | 0 |  | 92
FILMTECH MEMBRANES | ECO-PRO MEMBRANES | ECO-PRO440I | Filmtec ECO PRO-440i membrane |  | PCS |  | 0 | 0 |  | 92
FILMTECH MEMBRANES | NANO FILTRATION MEMRANES | NF270-2540 | Filmtec NF270-2540 membrane |  | PCS |  | 0 | 0 |  | 92
FILMTECH MEMBRANES | NANO FILTRATION MEMRANES | NF270-4040 | Filmtec NF270-4040 membrane |  | PCS |  | 0 | 0 |  | 92
FILMTECH MEMBRANES | NANO FILTRATION MEMRANES | NF270-400/34I | Filmtec NF270-400/34i membrane |  | PCS |  | 0 | 0 |  | 92
FILMTECH MEMBRANES | NANO FILTRATION MEMRANES | NF90-2540 | Filmtec NF90-2540 membrane |  | PCS |  | 0 | 0 |  | 92
FILMTECH MEMBRANES | NANO FILTRATION MEMRANES | NF90-4040 | Filmtec NF90-4040 membrane |  | PCS |  | 0 | 0 |  | 92
FILMTECH MEMBRANES | NANO FILTRATION MEMRANES | NF90-400/34I | Filmtec NF90-400/34i membrane |  | PCS |  | 0 | 0 |  | 92
FILMTECH MEMBRANES | SEA WATER MEMBRANES | SW30-2521 | Filmtec SW30-2521 membrane |  | PCS |  | 0 | 0 |  | 93
FILMTECH MEMBRANES | SEA WATER MEMBRANES | SW30-2540 | Filmtec SW30-2540 membrane |  | PCS |  | 0 | 0 |  | 93
FILMTECH MEMBRANES | SEA WATER MEMBRANES | SW30-4040 | Filmtec SW30-4040 membrane |  | PCS |  | 0 | 0 |  | 93
FILMTECH MEMBRANES | SEA WATER MEMBRANES | SW30HRLE-4040 | Filmtec SW30HRLE-4040 membrane |  | PCS |  | 0 | 0 |  | 93
FILMTECH MEMBRANES | SEA WATER MEMBRANES | SW30HRLE-400 | Filmtec SW30HRLE-400 membrane |  | PCS |  | 0 | 0 |  | 93
FILMTECH MEMBRANES | SEA WATER MEMBRANES | SW30HRLE-400i | Filmtec SW30HRLE-400i membrane |  | PCS |  | 0 | 0 |  | 93
FILMTECH MEMBRANES | SEA WATER MEMBRANES | SW30ULE-440 | Filmtec SW30ULE-440 membrane |  | PCS |  | 0 | 0 |  | 93
FILMTECH MEMBRANES | SEA WATER MEMBRANES | SW30ULE-440i | Filmtec SW30ULE-440i membrane |  | PCS |  | 0 | 0 |  | 93
FILMTECH MEMBRANES | SEA WATER MEMBRANES | SW30XHR-440i | Filmtec SW30XHR-440i membrane |  | PCS |  | 0 | 0 |  | 93
FILMTECH MEMBRANES | SEA WATER MEMBRANES | SW30XLE-440i | Filmtec SW30XLE-440i membrane |  | PCS |  | 0 | 0 |  | 93
FILMTECH MEMBRANES | SEA WATER MEMBRANES | CR-100 | Filmtec Fortilife CR-100 membrane |  | PCS |  | 0 | 0 |  | 93
FILMTECH MEMBRANES | SEA WATER MEMBRANES | SEAMAXX | Filmtec SEAMAXX Membrane |  | PCS |  | 0 | 0 |  | 93
FILMTECH MEMBRANES | SEA WATER MEMBRANES | HSRO-390FF | Filmtec HSRO-390FF membrane |  | PCS |  | 0 | 0 |  | 93
FILMTECH MEMBRANES | BRINE SEALS | SEALUCUP | Brine seal 2.5” |  | PCS |  | 0 | 0 |  | 94
FILMTECH MEMBRANES | BRINE SEALS | SEALBRINE | Brine seal 4” |  | PCS |  | 0 | 0 |  | 94
FILMTECH MEMBRANES | BRINE SEALS | SEALPC | Brine seal 8” |  | PCS |  | 0 | 0 |  | 94
FILMTECH MEMBRANES | MEMBRANE SPARES | 42777 | Membrane interconnector for 2.5” & 4” |  | PCS |  | 0 | 0 |  | 94
FILMTECH MEMBRANES | MEMBRANE SPARES | 82777 | Membrane interconnector 8” |  | PCS |  | 0 | 0 |  | 94
INDUSTRIAL ULTRA FILTERS | ULTRA FILTERS | AQ4040 | Inside out Aqucell 4040-PVC-100KH UF membrane |  | PCS |  | 1872 | 2152.8 | 3744 | 100
INDUSTRIAL ULTRA FILTERS | ULTRA FILTERS | AQU-90-100KHPDC | UF element including housing |  | PCS |  | 1875 | 2156.25 | 3750 | 100
INDUSTRIAL ULTRA FILTERS | ULTRA FILTERS | AQUUF160X1420-W- C100KH | Aquacell UF membrane element |  | PCS |  | 7925 | 9113.75 | 15850 | 100
INDUSTRIAL ULTRA FILTERS | ULTRA FILTERS | DOW SFD 2660 | Standard 33 m3 PVDF ultra filter |  | PCS |  | 0 | 0 |  | 100
INDUSTRIAL ULTRA FILTERS | ULTRA FILTERS | DOW SFD 2860 | Standard 52 m2 PVDF ultra filter |  | PCS |  | 0 | 0 |  | 100
INDUSTRIAL ULTRA FILTERS | ULTRA FILTERS | DOW SFD 2880 | Large 77 m2 PVDF ultra filter |  | PCS |  | 0 | 0 |  | 100
HIGH FLOW HOUSINGS | HIGH FLOW FILTER HOUSINGS | ET80-150S-20 | 20" end in/side out FRP housing |  | PCS |  | 7391.26 | 8499.949 | 14782.52 | 101
HIGH FLOW HOUSINGS | HIGH FLOW FILTER HOUSINGS | ET80-150S-40 | 40" end in/side out FRP housing |  | PCS |  | 7710.18 | 8866.707 | 15420.36 | 101
HIGH FLOW HOUSINGS | HIGH FLOW FILTER HOUSINGS | ET80-150S-60 | 60" end in/side out FRP housing |  | PCS |  | 8265.42 | 9505.233 | 16530.84 | 101
HIGH FLOW HOUSINGS | HIGH FLOW FILTER HOUSINGS | HFC-1 | Spare Feed water end cape for high flow housings |  | PCS |  | 609.315 | 700.7123 | 1218.63 | 101
HIGH FLOW HOUSINGS | HIGH FLOW FILTER HOUSINGS | HFC-2 | Spare End cap with handle for high flow housing |  | PCS |  | 717.595 | 825.2342 | 1435.19 | 101
HIGH FLOW HOUSINGS | HIGH FLOW FILTER HOUSINGS | HFC-3 | Spare Water diverting ring for high flow housing |  | PCS |  | 121.12 | 139.288 | 242.24 | 101
HIGH FLOW HOUSINGS | HIGH FLOW FILTER HOUSINGS | HFC-4 | Spare Locking kit segment for high flow housing |  | PCS |  | 152.2 | 175.03 | 304.4 | 101
HIGH FLOW HOUSINGS | HIGH FLOW FILTER HOUSINGS | HFC-5 | Spare O-rings for high flow housings |  | PCS |  | 114.24 | 131.376 | 228.48 | 101
HIGH FLOW HOUSINGS | HIGH FLOW FILTER HOUSINGS | HFC-6 | Spare Thrust ring for high flow housing |  | PCS |  | 506.545 | 582.5267 | 1013.09 | 101
HIGH FLOW HOUSINGS | HIGH FLOW FILTER HOUSINGS | HFC-7 | Spare Straps for high flow housing |  | PCS |  | 190.42 | 218.983 | 380.84 | 101
HIGH FLOW HOUSINGS | HIGH FLOW FILTER HOUSINGS | HFC-8 | Spare Saddle for high flow housing |  | PCS |  | 76.15 | 87.5725 | 152.3 | 101
HIGH FLOW HOUSINGS | HIGH FLOW FILTER HOUSINGS | HFC-9 | Spare coupling DN80 for high flow housing |  | PCS |  | 304.66 | 350.359 | 609.32 | 101
HIGH FLOW HOUSINGS | HIGH FLOW FILTER HOUSINGS | HFC-10 | Spare Short tube DN80 for high flow housing |  | PCS |  | 152.33 | 175.1795 | 304.66 | 101
HIGH FLOW HOUSINGS | HIGH FLOW FILTERS | HFP20-1 | 20" 1 micron high flow cartridge |  | PCS |  | 1498 | 1722.7 | 2996 | 101
HIGH FLOW HOUSINGS | HIGH FLOW FILTERS | HFP20-5 | 20" 5 micron high flow cartridge |  | PCS |  | 1174 | 1350.1 | 2348 | 101
HIGH FLOW HOUSINGS | HIGH FLOW FILTERS | HFP20-20 | 20" 20 micron high flow cartridge |  | PCS |  | 1174 | 1350.1 | 2348 | 101
HIGH FLOW HOUSINGS | HIGH FLOW FILTERS | HFP40-5 | 40" 5 micron high flow cartridge |  | PCS |  | 2226 | 2559.9 | 4452 | 101
HIGH FLOW HOUSINGS | HIGH FLOW FILTERS | HFP40-20 | 40" 20 micron high flow cartridge |  | PCS |  | 2226 | 2559.9 | 4452 | 101
HIGH FLOW HOUSINGS | HIGH FLOW FILTERS | HFP60-5 | 60" 5 micron high flow cartridge |  | PCS |  | 2956 | 3399.4 | 5912 | 101
HIGH FLOW HOUSINGS | HIGH FLOW FILTERS | HFP60-10 | 60" 10 micron high flow cartridge |  | PCS |  | 2956 | 3399.4 | 5912 | 101
HIGH FLOW HOUSINGS | HIGH FLOW FILTERS | HFP60-20 | 60" 20 micron high flow cartridge |  | PCS |  | 2956 | 3399.4 | 5912 | 101
STAINLESS STEEL | STAINLESS STEEL VICTAULIC | SS350-034-304 | 304SS Coupling 3/4" 350psi |  | PCS |  | 122.52 | 140.898 | 245.04 | 102
STAINLESS STEEL | STAINLESS STEEL VICTAULIC | SS350-1-304 | 304 SS coupling 1" 350psi |  | PCS |  | 189.515 | 217.9423 | 379.03 | 102
STAINLESS STEEL | STAINLESS STEEL VICTAULIC | SS350-112-304 | 304 SS coupling 1 1/2" 350psi |  | PCS |  | 214.905 | 247.1407 | 429.81 | 102
STAINLESS STEEL | STAINLESS STEEL VICTAULIC | SS350-2-304 | 304 SS coupling 2" 350psi |  | PCS |  | 250.755 | 288.3682 | 501.51 | 102
STAINLESS STEEL | STAINLESS STEEL VICTAULIC | SS350-212-304 | 304SS Coupling 2 1/2 350psi |  | PCS |  | 353.385 | 406.3927 | 706.77 | 102
STAINLESS STEEL | STAINLESS STEEL VICTAULIC | SS350-3-304 | 304SS coupling 3" 350PSI |  | PCS |  | 465.31 | 535.1065 | 930.62 | 102
STAINLESS STEEL | STAINLESS STEEL VICTAULIC | SS350-4-304 | 304SS coupling 4" 350PSI |  | PCS |  | 515.595 | 592.9343 | 1031.19 | 102
STAINLESS STEEL | STAINLESS STEEL VICTAULIC | SS600-1-304 | 304SS Coupling 1" 600psi |  | PCS |  | 249 | 286.35 | 498 | 102
STAINLESS STEEL | STAINLESS STEEL VICTAULIC | SS600-112-304 | 304 SS coupling 1 1/2" 600psi |  | PCS |  | 348.425 | 400.6888 | 696.85 | 102
STAINLESS STEEL | STAINLESS STEEL VICTAULIC | SS600-2-304 | 304 SS coupling 2" 600psi |  | PCS |  | 401.565 | 461.7998 | 803.13 | 102
STAINLESS STEEL | STAINLESS STEEL VICTAULIC | SS600-212-304 | 304SS Coupling 2 1/2 600psi |  | PCS |  | 478.835 | 550.6603 | 957.67 | 102
STAINLESS STEEL | STAINLESS STEEL VICTAULIC | SS600-212-316 | 316 SS Coupling 2 1/2" 600 psi |  | PCS |  | 1112.34 | 1279.191 | 2224.68 | 102
STAINLESS STEEL | STAINLESS STEEL VICTAULIC | SS600-3-316 | 316SS Coupling 3" 600psi |  | PCS |  | 1339.345 | 1540.2468 | 2678.69 | 102
STAINLESS STEEL | STAINLESS STEEL VICTAULIC | SS1200-1-316 | 1" 1200PSI SS316 coupling |  | PCS |  | 530.57 | 610.1555 | 1061.14 | 102
STAINLESS STEEL | STAINLESS STEEL VICTAULIC | SS1200-112-316 | 316 SS coupling 1 1/2" 1200psi |  | PCS |  | 807.885 | 929.0678 | 1615.77 | 102
STAINLESS STEEL | STAINLESS STEEL VICTAULIC | SS1200-212-316 | 316SS Coupling 2 1/2" 1200psi |  | PCS |  | 1134 | 1304.1 | 2268 | 102
STAINLESS STEEL | STAINLESS STEEL MALE THREAD TO IPS GROOVE | MTC1” | 350PSI, 316SS, 1" Male thread to IPS groove |  | PCS |  | 557.855 | 641.5332 | 1115.71 | 102
STAINLESS STEEL | STAINLESS STEEL MALE THREAD TO IPS GROOVE | MTC1/12” | 350PSI, 316SS, 1.5" Male thread to IPS groove |  | PCS |  | 433.065 | 498.0247 | 866.13 | 102
COUPLINGS & FITTINGS | CAMLOCK COUPLING & PVC HOSE | CAM-1A-PP | Camlock coupling,1", type A, FRPP, BSP, female |  | PCS |  | 11 | 12.65 | 22 | 103
COUPLINGS & FITTINGS | CAMLOCK COUPLING & PVC HOSE | CAM-1C-PP | Camlock coupling,1", type C, FRPP, SS locking levers |  | PCS |  | 40.41 | 46.4715 | 80.82 | 103
COUPLINGS & FITTINGS | CAMLOCK COUPLING & PVC HOSE | CAM-1DP-PP | Camlock coupling,1", type DP, FRPP, BSP |  | PCS |  | 11 | 12.65 | 22 | 103
COUPLINGS & FITTINGS | CAMLOCK COUPLING & PVC HOSE | CAM-1F-PP | Camlock coupling,1", type F, FRPP, BSP, male |  | PCS |  | 7.25 | 8.3375 | 14.5 | 103
COUPLINGS & FITTINGS | CAMLOCK COUPLING & PVC HOSE | CAMHOSE-1-PVC-B | Hose, PVC,1"(I.D 25mm, OD 31mm), reinforced, blue |  | PCS |  | 34.45 | 39.6175 | 68.9 | 103
PVC PIPING & FITTINGS | GREY PVC PIPE | PVCP20X4 | PVC piping 20 mm x 4 meter colour grey |  | PCS |  | 69.785 | 80.2528 | 139.57 | 104
PVC PIPING & FITTINGS | GREY PVC PIPE | PVCP25X4 | PVC piping 25 mm x 4 meter colour grey |  | PCS |  | 106.35 | 122.3025 | 212.7 | 104
PVC PIPING & FITTINGS | GREY PVC PIPE | PVCP32X4 | PVC piping 32 mm x 4 meter colour grey |  | PCS |  | 192.6 | 221.49 | 385.2 | 104
PVC PIPING & FITTINGS | GREY PVC PIPE | PVCP40X4 | PVC piping 40 mm x 4 meter colour grey |  | PCS |  | 283.6 | 326.14 | 567.2 | 104
PVC PIPING & FITTINGS | GREY PVC PIPE | PVCP50X4 | PVC piping 50 mm x 4 meter colour grey |  | PCS |  | 481 | 553.15 | 962 | 104
PVC PIPING & FITTINGS | GREY PVC PIPE | PVCP63X4 | PVC piping 63 mm x 4 meter colour grey |  | PCS |  | 560.375 | 644.4312 | 1120.75 | 104
PVC PIPING & FITTINGS | GREY PVC PIPE | PVCP75X4 | PVC piping 75 mm x 4 meter colour grey |  | PCS |  | 608.62 | 699.913 | 1217.24 | 104
PVC PIPING & FITTINGS | REDUCING NIPPLES | NRE025B | 3/4" x 1/2" Reducing nipple |  | PCS |  | 22.5 | 25.875 | 45 | 105
PVC PIPING & FITTINGS | REDUCING NIPPLES | NRE032C | 1" x 3/4" Reducing nipple |  | PCS |  | 26 | 29.9 | 52 | 105
PVC PIPING & FITTINGS | REDUCING BUSH | RCE025B | 3/4" x 1/2" Reducing bush |  | PCS |  | 17.75 | 20.4125 | 35.5 | 105
PVC PIPING & FITTINGS | REDUCING SOCKET | RLD040D | 40mm x 50mm x 32mm Reducing socket |  | PCS |  | 22.64 | 26.036 | 45.28 | 105
PVC PIPING & FITTINGS | MALE THREADED ADAPTOR | AMG016B | 16mm x 20mm x 1/2" Male threaded adaptor |  | PCS |  | 17.9 | 20.585 | 35.8 | 105
PVC PIPING & FITTINGS | MALE THREADED ADAPTOR | AMG020C | 20mm x 25mm x 3/4" Male threaded adaptor |  | PCS |  | 12.52 | 14.398 | 25.04 | 105
PVC PIPING & FITTINGS | MALE THREADED ADAPTOR | AMG025C | 25mm x 32mm x 3/4" Male threaded adaptor |  | PCS |  | 17.6 | 20.24 | 35.2 | 105
PVC PIPING & FITTINGS | MALE THREADED ADAPTOR | AMG025D | 25mm x 32mm x 1" Male threaded adaptor |  | PCS |  | 18.7 | 21.505 | 37.4 | 105
PVC PIPING & FITTINGS | FEMALE THREADED ADAPTOR | AFG020C | 20mm x 3/4" Female threaded adaptor |  | PCS |  | 23.4 | 26.91 | 46.8 | 105
PVC PIPING & FITTINGS | 90° ELBOW | GOD0200 | 20mm Elbow |  | PCS |  | 10.82 | 12.443 | 21.64 | 105
PVC PIPING & FITTINGS | 90° ELBOW | GOD0250 | 25mm Elbow |  | PCS |  | 11.06 | 12.719 | 22.12 | 105
PVC PIPING & FITTINGS | 90° ELBOW | GOD0320 | 32mm Elbow |  | PCS |  | 15.4 | 17.71 | 30.8 | 105
PVC PIPING & FITTINGS | SW UNION WITH O-RING | BOD0200 | 20mm SW Union |  | PCS |  | 38.18 | 43.907 | 76.36 | 106
PVC PIPING & FITTINGS | SW UNION WITH O-RING | BOD0250 | 25mm SW Union |  | PCS |  | 39.275 | 45.1662 | 78.55 | 106
PVC PIPING & FITTINGS | SW UNION WITH O-RING | BOD0320 | 32mm SW Union |  | PCS |  | 59.4 | 68.31 | 118.8 | 106
PVC PIPING & FITTINGS | UNION | BOG020B | 20mm x 1/2" Union |  | PCS |  | 60.5 | 69.575 | 121 | 106
PVC PIPING & FITTINGS | UNION | BOG050F | 50mm x 1 1/2" Union |  | PCS |  | 121.88 | 140.162 | 243.76 | 106
PVC PIPING & FITTINGS | SINGLE UNION VALVE | SVD0200 | 20mm Union valve |  | PCS |  | 94.62 | 108.813 | 189.24 | 106
PVC PIPING & FITTINGS | SINGLE UNION VALVE | SVD0250 | 25mm Union valve |  | PCS |  | 141.9 | 163.185 | 283.8 | 106
PVC PIPING & FITTINGS | SINGLE UNION VALVE | SVD0320 | 32mm Union valve |  | PCS |  | 180.4 | 207.46 | 360.8 | 106
PVC PIPING & FITTINGS | ADAPTOR BUSH | RCG025B | 25mm x 1/2" Adaptor bush |  | PCS |  | 15.74 | 18.101 | 31.48 | 106
PVC PIPING & FITTINGS | ADAPTOR BUSH | RCG032C | 32mm x 3/4" Adaptor bush |  | PCS |  | 25.3 | 29.095 | 50.6 | 106
PVC PIPING & FITTINGS | NIPPLES | NIE025C | 3/4" PVC Nipple |  | PCS |  | 19.28 | 22.172 | 38.56 | 106
PVC PIPING & FITTINGS | NIPPLES | NIE032D | 1" PVC Nipple |  | PCS |  | 22.74 | 26.151 | 45.48 | 106
PVC PIPING & FITTINGS | CLIPS | PTD0200 | 20mm Clips |  | PCS |  | 7.775 | 8.9413 | 15.55 | 106
PVC PIPING & FITTINGS | CLIPS | PTD0250 | 25mm Clips |  | PCS |  | 8.35 | 9.6025 | 16.7 | 106
PVC PIPING & FITTINGS | CLIPS | PTD0320 | 32mm Clips |  | PCS |  | 9.1 | 10.465 | 18.2 | 106
PVC PIPING & FITTINGS | STRAIGHT ADAPTORS | PIW0402 | 1/4" |  | 1/8" |  | 0 | 0 |  | 107
PVC PIPING & FITTINGS | STRAIGHT ADAPTORS | PIW0402-2 with O-ring | 1/4" |  | 1/8" |  | 0 | 0 |  | 107
PVC PIPING & FITTINGS | STRAIGHT ADAPTORS | PIW0404 | 1/4" |  | 1/4" |  | 0 | 0 |  | 107
PVC PIPING & FITTINGS | STRAIGHT ADAPTORS | PIW0404-2 with O-ring | 1/4" |  | 1/4" |  | 0 | 0 |  | 107
PVC PIPING & FITTINGS | STRAIGHT ADAPTORS | PIW0406 | 1/4" |  | 3/8" |  | 0 | 0 |  | 107
PVC PIPING & FITTINGS | STRAIGHT ADAPTORS | PIW0408 | 1/4" |  | 1/2" |  | 0 | 0 |  | 107
PVC PIPING & FITTINGS | STRAIGHT ADAPTORS | PIW0604 | 3/8" |  | 1/4" |  | 0 | 0 |  | 107
PVC PIPING & FITTINGS | STRAIGHT ADAPTORS | PIW0606 | 3/8" |  | 3/8" |  | 0 | 0 |  | 107
PVC PIPING & FITTINGS | STRAIGHT ADAPTORS | PIW0608 | 3/8" |  | 1/2" |  | 0 | 0 |  | 107
PVC PIPING & FITTINGS | STRAIGHT ADAPTORS | PIW2008 | 20mm |  | 1/2" |  | 0 | 0 |  | 107
PVC PIPING & FITTINGS | STRAIGHT ADAPTORS | PIW2010 | 20mm |  | 3/4" |  | 0 | 0 |  | 107
PVC PIPING & FITTINGS | STRAIGHT ADAPTORS | PIW2508 | 25mm |  | 1/2" |  | 0 | 0 |  | 107
PVC PIPING & FITTINGS | STRAIGHT ADAPTORS | PIW2510 | 25mm |  | 3/4" |  | 0 | 0 |  | 107
PVC PIPING & FITTINGS | STRAIGHT ADAPTORS | PIW3210 | 32mm |  | 3/4" |  | 0 | 0 |  | 107
PVC PIPING & FITTINGS | STRAIGHT ADAPTORS | PIW3212 | 32mm |  | 1" |  | 0 | 0 |  | 107
PVC PIPING & FITTINGS | FEMALE THREAD STRAIGHT ADAPTORS | PIN0404 | 1/4" |  | 1/4" |  | 0 | 0 |  | 108
PVC PIPING & FITTINGS | FEMALE THREAD STRAIGHT ADAPTORS | PIN0408 | 1/4" |  | 1/2" |  | 0 | 0 |  | 108
PVC PIPING & FITTINGS | FEMALE THREAD STRAIGHT ADAPTORS | PIN0606 | 3/8" |  | 3/8" |  | 0 | 0 |  | 108
PVC PIPING & FITTINGS | FEMALE THREAD STRAIGHT ADAPTORS | PIN0608 | 3/8" |  | 1/2" |  | 0 | 0 |  | 108
PVC PIPING & FITTINGS | FEMALE THREAD STRAIGHT ADAPTORS | PIN0410 | 1/4" |  | 3/4" |  | 0 | 0 |  | 108
PVC PIPING & FITTINGS | STRAIGHT PIPE TO PIPE ADAPTORS | PI0404 | 1/4" |  | 1/4" |  | 0 | 0 |  | 108
PVC PIPING & FITTINGS | STRAIGHT PIPE TO PIPE ADAPTORS | PI0606 | 3/8" |  | 3/8" |  | 0 | 0 |  | 108
PVC PIPING & FITTINGS | STRAIGHT PIPE TO PIPE ADAPTORS | PI0604 | 3/8" |  | 1/4" |  | 0 | 0 |  | 108
PVC PIPING & FITTINGS | ELBOW ADAPTORS | PLW0402 | 1/4" |  | 1/8" |  | 0 | 0 |  | 109
PVC PIPING & FITTINGS | ELBOW ADAPTORS | PLW0402-2 with O-ring | 1/4" |  | 1/8" |  | 0 | 0 |  | 109
PVC PIPING & FITTINGS | ELBOW ADAPTORS | PLW0404 | 1/4" |  | 1/4" |  | 0 | 0 |  | 109
PVC PIPING & FITTINGS | ELBOW ADAPTORS | PLW0404-2 with O-ring | 1/4" |  | 1/4" |  | 0 | 0 |  | 109
PVC PIPING & FITTINGS | ELBOW ADAPTORS | PLW0406 | 1/4" |  | 3/8" |  | 0 | 0 |  | 109
PVC PIPING & FITTINGS | ELBOW ADAPTORS | PLW0406-2 with O-ring | 1/4" |  | 3/8" |  | 0 | 0 |  | 109
PVC PIPING & FITTINGS | ELBOW ADAPTORS | PLW0604 | 3/8" |  | 1/4" |  | 0 | 0 |  | 109
PVC PIPING & FITTINGS | ELBOW ADAPTORS | PLW0606 | 3/8" |  | 3/8" |  | 0 | 0 |  | 109
PVC PIPING & FITTINGS | ELBOW ADAPTORS | PLW0608 | 3/8" |  | 1/2" |  | 0 | 0 |  | 109
PVC PIPING & FITTINGS | FEMALE THREAD ELBOW ADAPTORS | PLN2008 | 20mm |  | 1/2" |  | 0 | 0 |  | 109
PVC PIPING & FITTINGS | FEMALE THREAD ELBOW ADAPTORS | PLN2010 | 20mm |  | 3/4" |  | 0 | 0 |  | 109
PVC PIPING & FITTINGS | FEMALE THREAD ELBOW ADAPTORS | PLN2508 | 25mm |  | 1/2" |  | 0 | 0 |  | 109
PVC PIPING & FITTINGS | FEMALE THREAD ELBOW ADAPTORS | PLN2510 | 25mm |  | 3/4" |  | 0 | 0 |  | 109
PVC PIPING & FITTINGS | FEMALE THREAD ELBOW ADAPTORS | PLN3212 | 32mm |  | 1" |  | 0 | 0 |  | 109
PVC PIPING & FITTINGS | UNION ELBOW ADAPTORS | PL0404 | 1/4" |  | 1/4" |  | 0 | 0 |  | 110
PVC PIPING & FITTINGS | UNION ELBOW ADAPTORS | PL0606 | 3/8" |  | 3/8" |  | 0 | 0 |  | 110
PVC PIPING & FITTINGS | UNION ELBOW ADAPTORS | PL2020 | 20mm |  | 20mm |  | 0 | 0 |  | 110
PVC PIPING & FITTINGS | UNION ELBOW ADAPTORS | PL2525 | 25mm |  | 25mm |  | 0 | 0 |  | 110
PVC PIPING & FITTINGS | UNION ELBOW ADAPTORS | PL3232 | 32mm |  | 32mm |  | 0 | 0 |  | 110
PVC PIPING & FITTINGS | TEE PIECES | PT040404 | 1/4" |  | EQUAL |  | 0 | 0 |  | 110
PVC PIPING & FITTINGS | TEE PIECES | PT060606 | 3/8" |  | EQUAL |  | 0 | 0 |  | 110
PVC PIPING & FITTINGS | TEE PIECES | PT040604 | 1/4" X 3/8" X 1/4" |  | 3/8" on centre |  | 0 | 0 |  | 110
PVC PIPING & FITTINGS | TEE PIECES | PT060406 | 3/8" X 1/4" X 3/8" |  | 1/4" on centre |  | 0 | 0 |  | 110
PVC PIPING & FITTINGS | CENTRE THREAD TEE PIECES | PTE040404 | 1/4" |  | 1/4" |  | 0 | 0 |  | 111
PVC PIPING & FITTINGS | CENTRE THREAD TEE PIECES | PTE060606 | 3/8" |  | 3/8" |  | 0 | 0 |  | 111
PVC PIPING & FITTINGS | SPLIT ADAPTORS | PY040404 | 1/4" |  | EQUAL |  | 0 | 0 |  | 111
PVC PIPING & FITTINGS | SPLIT ADAPTORS | PY060606 | 3/8" |  | EQUAL |  | 0 | 0 |  | 111
PVC PIPING & FITTINGS | TANK CONNECTOR ELBOW | PLWJ0404 | 1/4" |  | 1/4" |  | 0 | 0 |  | 112
PVC PIPING & FITTINGS | RO STORAGE TANK INLET VALVE | PVN0404 | 1/4" |  | 1/4" |  | 0 | 0 |  | 113
PVC PIPING & FITTINGS | RO STORAGE TANK INLET VALVE | PVN0606 | 3/8" |  | 3/8" |  | 0 | 0 |  | 113
PVC PIPING & FITTINGS | AUTO SHUT OFF VALVES | FVIN0404 | 1/4" |  | 1/4" |  | 0 | 0 |  | 114
PVC PIPING & FITTINGS | AUTO SHUT OFF VALVES | FLV01 | 3/8" |  | 3/8" |  | 0 | 0 |  | 114
PVC PIPING & FITTINGS | NON-RETURN VALVE ELBOW | PVLW0402 | 1/4" |  | 1/8" |  | 0 | 0 |  | 114
PVC PIPING & FITTINGS | NON-RETURN VALVE ELBOW | PVLW0404 | 1/4" |  | 1/4" |  | 0 | 0 |  | 114
PVC PIPING & FITTINGS | BLUE CLIPS | PAVC1/4B | Blue Clips ¼” |  |  |  | 0 | 0 |  | 114
PVC PIPING & FITTINGS | BLUE CLIPS | PAVC3/8B | Blue Clips 3/8” |  |  |  | 0 | 0 |  | 114
PVC PIPING & FITTINGS | QUICK CONNECT INSERTS | DCC1/4W | White insert for quick connect fittings 1/4" |  |  |  | 0 | 0 |  | 114
PVC PIPING & FITTINGS | QUICK CONNECT INSERTS | DCC3/8W | White insert for quick connect fittings 3/8" |  |  |  | 0 | 0 |  | 114
PVC PIPING & FITTINGS | QUICK CONNECT STOPPERS | IDCC 1/4 | Insert stopper 1/4" |  |  |  | 0 | 0 |  | 114
PVC PIPING & FITTINGS | QUICK CONNECT STOPPERS | IDCC 3/8 | Insert stopper 3/8" |  |  |  | 0 | 0 |  | 114
PVC PIPING & FITTINGS | TUBING FOR QUICK CONNECT & JACO FITTINGS | PETW1/4 | 1/4" White tubing |  | 1M |  | 4.9 | 5.635 | 9.8 | 115
PVC PIPING & FITTINGS | TUBING FOR QUICK CONNECT & JACO FITTINGS | PETR1/4 | 1/4" Red tubing |  | 1M |  | 4.9 | 5.635 | 9.8 | 115
PVC PIPING & FITTINGS | TUBING FOR QUICK CONNECT & JACO FITTINGS | PETB1/4 | 1/4" Blue tubing |  | 1M |  | 4.9 | 5.635 | 9.8 | 115
PVC PIPING & FITTINGS | TUBING FOR QUICK CONNECT & JACO FITTINGS | PETW3/8 | 3/8" White tubing |  | 1M |  | 9.8 | 11.27 | 19.6 | 115
PVC PIPING & FITTINGS | TUBING FOR QUICK CONNECT & JACO FITTINGS | PETR3/8 | 3/8" Red tubing |  | 1M |  | 9.8 | 11.27 | 19.6 | 115
PVC PIPING & FITTINGS | TUBING FOR QUICK CONNECT & JACO FITTINGS | PETB3/8 | 3/8" Blue tubing |  | 1M |  | 9.8 | 11.27 | 19.6 | 115
PVC PIPING & FITTINGS | JACO STYLE FITTINGS | ACJ-1044 | 1/4" Tube x 1/4" thread straight adaptor |  | PCS |  | 5.51 | 6.3365 | 11.02 | 116
PVC PIPING & FITTINGS | JACO STYLE FITTINGS | ACJ-1064 | 3/8" Tube x 1/4" thread straight adaptor |  | PCS |  | 17.37 | 19.9755 | 34.74 | 116
PVC PIPING & FITTINGS | JACO STYLE FITTINGS | ACJ-1544 | 1/4" Tube x 1/4" tube union |  | PCS |  | 8.11 | 9.3265 | 16.22 | 116
PVC PIPING & FITTINGS | JACO STYLE FITTINGS | ACJ-4044 | 1/4" Tube x 1/4" thread elbow adaptor |  | PCS |  | 6.29 | 7.2335 | 12.58 | 116
PVC PIPING & FITTINGS | JACO STYLE FITTINGS | ACJ-4046 | 1/4" Tube x 3/8" thread elbow adaptor |  | PCS |  | 4.835 | 5.5602 | 9.67 | 116
PVC PIPING & FITTINGS | JACO STYLE FITTINGS | ACJ-4064 | 3/8" Tube x 1/4" thread elbow adaptor |  | PCS |  | 15.965 | 18.3597 | 31.93 | 116
PVC PIPING & FITTINGS | JACO STYLE FITTINGS | ACJ-4066 | 3/8" Tube x 3/8" thread elbow adaptor |  | PCS |  | 6.395 | 7.3543 | 12.79 | 116
PVC PIPING & FITTINGS | JACO STYLE FITTINGS | ACJ-7044 | 1/4" Pipe equal tee |  | PCS |  | 9.83 | 11.3045 | 19.66 | 116
PVC PIPING & FITTINGS | JACO STYLE FITTINGS | ACJ-7066 | 3/8" Pipe equal tee |  | PCS |  | 18.825 | 21.6487 | 37.65 | 116
GENESYS RO CHEMICALS | GENESYS | GENESYS LF | Broad Spectrum Antiscalant and Antifoulant |  | Per L |  | 95.86 | 110.239 | 191.72 | 117
GENESYS RO CHEMICALS | GENESYS | GENESYS RC | Antiscalant for Recycle Systems |  | Per L |  | 56.82 | 65.343 | 113.64 | 117
GENESYS RO CHEMICALS | GENESYS | GENESYS SW | Sea Water Antiscalant |  | Per L |  | 72.87 | 83.8005 | 145.74 | 117
GENESYS RO CHEMICALS | GENESYS | GENESYS SI | Silica Antiscalant/Antifoulant |  | Per L |  | 82.44 | 94.806 | 164.88 | 117
GENESYS RO CHEMICALS | GENESYS | GENESYS BS | Barium Sulphate Antiscalant |  | Per L |  | 76.59 | 88.0785 | 153.18 | 117
GENESYS RO CHEMICALS | GENESYS | GENEFLOC GPF | Membrane compatible flocculant |  | Per L |  | 106.52 | 122.498 | 213.04 | 117
GENESYS RO CHEMICALS | GENESYS | GENEFLOC PWF | Genefloc PWF |  | Per L |  | 75.55 | 86.8825 | 151.1 | 117
GENESYS RO CHEMICALS | GENESYS | GENESYS CAS | Calcium Sulphate Antiscalent |  | Per L |  | 89.42 | 102.833 | 178.84 | 117
GENESYS RO CHEMICALS | GENESYS | GENESOL 38 | Acidic Membrane Cleaner |  | Per L |  | 92.22 | 106.053 | 184.44 | 117
GENESYS RO CHEMICALS | GENESYS | GENESOL 40 | Alkaline Cleaner |  | Per L |  | 87.77 | 100.9355 | 175.54 | 117
GENESYS RO CHEMICALS | GENESYS | GENESOL 704 | Membrane Cleaner (Alkaline Powder) Microbubble Technology |  | Per L |  | 118.55 | 136.3325 | 237.1 | 117
GENESYS RO CHEMICALS | GENESYS | GENESOL 721 | Microbubble Acidic Membrane Cleaner |  | Per L |  | 129.48 | 148.902 | 258.96 | 117
GENESYS RO CHEMICALS | GENESYS | GENESOL 80 | Genesol 80 (description) |  | Per L |  | 79.39 | 91.2985 | 158.78 | 117
GENESYS RO CHEMICALS | GENESYS | GENESOL UF 12 | Alkaline Effervescent UF Membrane Cleaner |  | Per L |  | 92.25 | 106.0875 | 184.5 | 117
GENESYS RO CHEMICALS | GENESYS | GENESOL UF Fe | Oxalic Acid based UF Membrane Cleaner |  | Per L |  | 61.88 | 71.162 | 123.76 | 117
GENESYS RO CHEMICALS | FLOCCULANT | AQM877 | Flocculant general |  | 25LTS |  | 0 | 0 |  | 117
GENESYS RO CHEMICALS | FLOCCULANT | AQM884 | High tannin flocculant |  | 25LTS |  | 0 | 0 |  | 117
QUANTUM DISINFECTION | QUANTUM MEDIA | QD100 | Quantum Disinfection Media |  | 1KG |  | 3960 | 4554 | 7920 | 118
QUANTUM DISINFECTION | QUANTUM DISINFECTION UNITS | QDST10 | Quantum Disinfection 10” Slimline Unit, Max flow 1000ltr/hr |  | PCS |  | 1585 | 1822.75 | 3170 | 118
QUANTUM DISINFECTION | QUANTUM DISINFECTION UNITS | QDBB10 | Quantum Disinfection Big Blue 10” Unit, Max flow 2000ltr/hr |  | PCS |  | 2764 | 3178.6 | 5528 | 118
QUANTUM DISINFECTION | QUANTUM DISINFECTION CARTRIDGES | QD-T33-100 | Quantum in small refillable T33, Max flow 350ltr/hr |  | 25LTS |  | 561 | 645.15 | 1122 | 118
QUANTUM DISINFECTION | QUANTUM DISINFECTION CARTRIDGES | QD1000 | Quantum 10” slimline cartridge Max flow 1000ltr/hr |  | 25LTS |  | 1269 | 1459.35 | 2538 | 118
QUANTUM DISINFECTION | QUANTUM DISINFECTION CARTRIDGES | QDBB2000 | Quantum 10” Big Blue cartridge Max flow 2000ltr/hr |  | 25LTS |  | 2120 | 2438 | 4240 | 118
QUANTUM DISINFECTION | QUANTUM DISINFECTION CARTRIDGES | QDBB3000 | Quantum 20” Big Blue cartridge Max flow 3000ltr/hr |  | 25LTS |  | 3498 | 4022.7 | 6996 | 118
TANK BUDDY | TANK BUDDY WATER LEVEL CONTROL VALVE | TB20 | Tank Buddy Valve, 3/4" / 20mm |  | PCS |  | 1025 | 1178.75 | 2050 | 119
TANK BUDDY | TANK BUDDY WATER LEVEL CONTROL VALVE | TB25 | Tank Buddy Valve, 1" / 25mm |  | PCS |  | 1097 | 1261.55 | 2194 | 119
TANK BUDDY | TANK BUDDY WATER LEVEL CONTROL VALVE | TB40 | Tank Buddy Valve, 1 1/2” / 40mm |  | PCS |  | 1862.5 | 2141.875 | 3725 | 119
TANK BUDDY | TANK BUDDY WATER LEVEL CONTROL VALVE | TB50 | Tank Buddy Valve, 2" / 50mm |  | PCS |  | 1899 | 2183.85 | 3798 | 119
TANK BUDDY | TANK BUDDY WATER LEVEL CONTROL VALVE | JYN25N | Water level tank float valve, side mount, 1"/25mm |  | PCS |  | 150 | 172.5 | 300 | 119
JUNSKY HOSE | JUNSKY HOSE & FITTINGS | JH-10-BLA-FG | Junsky, hose, black 10mm ID, food grade |  | PCS |  | 24.5 | 28.175 | 49 | 120
JUNSKY HOSE | JUNSKY HOSE & FITTINGS | JH-10-BLU-FG | Junsky, hose, blue 10mm ID, food grade |  | PCS |  | 24.5 | 28.175 | 49 | 120
JUNSKY HOSE | JUNSKY HOSE & FITTINGS | JQHC-12-BLA | Junsky, quick hose connector, 1/2", black |  | PCS |  | 27.8 | 31.97 | 55.6 | 120
JUNSKY HOSE | JUNSKY HOSE & FITTINGS | JQHC-12-BLU | Junsky, quick hose connector, 1/2", blue |  | PCS |  | 27.8 | 31.97 | 55.6 | 120
JUNSKY HOSE | JUNSKY HOSE & FITTINGS | JTA-1234-BLA | Junsky, tap hose adapter set, 3/4" & 1/2", black |  | PCS |  | 19.4 | 22.31 | 38.8 | 120
JUNSKY HOSE | JUNSKY HOSE & FITTINGS | JTA-12-F-BLA | Junsky, tap hose adapter, 1/2" female, black |  | PCS |  | 17.4 | 20.01 | 34.8 | 120
JUNSKY HOSE | JUNSKY HOSE & FITTINGS | JTA-12-F-BLU | Junsky, tap hose adapter, 1/2" female, blue |  | PCS |  | 17.4 | 20.01 | 34.8 | 120

## Assumptions
WCSA Price List — Assumptions
Discount divisor | 2
VAT rate | 15%
Formulas used
Nett ex VAT = Price-ZAR ÷ Discount divisor
My Cost incl = Nett ex VAT × (1 + VAT rate)
Notes
• Change the yellow cells above and the whole Price List sheet recalculates.
• Currently: 50% discount off WCSA retail, then 15% VAT added on the nett.
• Source: WCSA Price List 2025/26 (Water Components South Africa).